## Sheet1
| transmission_line_id | circuit_id | province | operating_region | owner | number_of_circuits | current | line_segment_length_km | line_segment_length_mi | line_length_km | line_length_mi | voltage_in_kv | reactance_in_ohm | summer_ampacity | winter_ampacity | summer_rating_in_mva | winter_rating_in_mva | power_factor | smax | summer_capacity_in_mw | winter_capacity_in_mw | starting_node_name | starting_node_code | ending_node_name | ending_node_code | notes | sources
0 | 10676 | 15M1 | ON | Ontario | HONI | 1 | ac | 0.1 | 0.062 | 3.1 | 1.914 | 115 | [6 empty] | 3 | 98 | 108 |  | ON_KNM_JCT |  | ON_KNM_DSS |  | circuit_id:281, owner:281, planning_rgn:None, num_of_circuits:None, current:None, line_segment_length_km:6, line_segment_length_mi:6, line_length_km:6, line_length_mi:6, voltage:6, reactance:24, smax:25, sum_ampacity:None, win_ampacity:None, sum_rating:None, win_rating:None, power_factor:None, win_capacity:23, starting_node_code:None, ending_node_name:281, ending_node_code:None, other_references:None, notes:None
1 | 10677 | 15M1 | ON | Ontario | HONI | 1 | ac | 3 | 1.852 | 3.1 | 1.914 | 115 | [6 empty] | 3 | 98 | 108 |  | ON_RBL_SWS |  | ON_KNM_JCT |  | circuit_id:281, owner:281, planning_rgn:None, num_of_circuits:None, current:None, line_segment_length_km:6, line_segment_length_mi:6, line_length_km:6, line_length_mi:6, voltage:6, reactance:24, smax:25, sum_ampacity:None, win_ampacity:None, sum_rating:None, win_rating:None, power_factor:None, win_capacity:23, starting_node_code:None, ending_node_name:281, ending_node_code:None, other_references:None, notes:None
2 | 10678 | 29M1 | ON | Ontario | HONI | 1 | ac | 0.1 | 0.062 | 72.3 | 44.63 | 115 | [6 empty] | 3 | 98 | 108 |  | ON_AGM_JCT |  | ON_AGM_DSS |  | circuit_id:281, owner:281, planning_rgn:None, num_of_circuits:None, current:None, line_segment_length_km:6, line_segment_length_mi:6, line_length_km:6, line_length_mi:6, voltage:6, reactance:24, smax:25, sum_ampacity:None, win_ampacity:None, sum_rating:None, win_rating:None, power_factor:None, win_capacity:23, starting_node_code:None, ending_node_name:281, ending_node_code:None, other_references:None, notes:None
3 | 10679 | 29M1 | ON | Ontario | HONI | 1 | ac | 6 | 3.704 | 72.3 | 44.63 | 115 | [6 empty] | 3 | 98 | 108 |  | ON_CPL_JCT |  | ON_AGM_JCT |  | circuit_id:281, owner:281, planning_rgn:None, num_of_circuits:None, current:None, line_segment_length_km:6, line_segment_length_mi:6, line_length_km:6, line_length_mi:6, voltage:6, reactance:24, smax:25, sum_ampacity:None, win_ampacity:None, sum_rating:None, win_rating:None, power_factor:None, win_capacity:23, starting_node_code:None, ending_node_name:281, ending_node_code:None, other_references:None, notes:None
4 | 10680 | 29M1 | ON | Ontario | HONI | 1 | ac | 45 | 27.778 | 72.3 | 44.63 | 115 | [6 empty] | 3 | 98 | 108 |  | ON_CPL_JCT |  | ON_VLA_JCT |  | circuit_id:281, owner:281, planning_rgn:None, num_of_circuits:None, current:None, line_segment_length_km:6, line_segment_length_mi:6, line_length_km:6, line_length_mi:6, voltage:6, reactance:24, smax:25, sum_ampacity:None, win_ampacity:None, sum_rating:None, win_rating:None, power_factor:None, win_capacity:23, starting_node_code:None, ending_node_name:281, ending_node_code:None, other_references:None, notes:None
5 | 10681 | 29M1 | ON | Ontario | HONI | 1 | ac | 6 | 3.704 | 72.3 | 44.63 | 115 | [6 empty] | 3 | 98 | 108 |  | ON_IGD_JCT |  | ON_CPL_JCT |  | circuit_id:281, owner:281, planning_rgn:None, num_of_circuits:None, current:None, line_segment_length_km:6, line_segment_length_mi:6, line_length_km:6, line_length_mi:6, voltage:6, reactance:24, smax:25, sum_ampacity:None, win_ampacity:None, sum_rating:None, win_rating:None, power_factor:None, win_capacity:23, starting_node_code:None, ending_node_name:281, ending_node_code:None, other_references:None, notes:None
6 | 10682 | 29M1 | ON | Ontario | HONI | 1 | ac | 0.1 | 0.062 | 72.3 | 44.63 | 115 | [6 empty] | 3 | 98 | 108 |  | ON_IGN_JCT |  | ON_IGD_JCT |  | circuit_id:281, owner:281, planning_rgn:None, num_of_circuits:None, current:None, line_segment_length_km:6, line_segment_length_mi:6, line_length_km:6, line_length_mi:6, voltage:6, reactance:24, smax:25, sum_ampacity:None, win_ampacity:None, sum_rating:None, win_rating:None, power_factor:None, win_capacity:23, starting_node_code:None, ending_node_name:281, ending_node_code:None, other_references:None, notes:None
7 | 10683 | 29M1 | ON | Ontario | HONI | 1 | ac | 15 | 9.259 | 72.3 | 44.63 | 115 | [6 empty] | 3 | 98 | 108 |  | ON_VLA_JCT |  | ON_MTB_JCT |  | circuit_id:281, owner:281, planning_rgn:None, num_of_circuits:None, current:None, line_segment_length_km:6, line_segment_length_mi:6, line_length_km:6, line_length_mi:6, voltage:6, reactance:24, smax:25, sum_ampacity:None, win_ampacity:None, sum_rating:None, win_rating:None, power_factor:None, win_capacity:23, starting_node_code:None, ending_node_name:281, ending_node_code:None, other_references:None, notes:None
8 | 10684 | 29M1 | ON | Ontario | HONI | 1 | ac | 0.1 | 0.062 | 72.3 | 44.63 | 115 | [6 empty] | 3 | 98 | 108 |  | ON_VLA_JCT |  | ON_VLA_DSS |  | circuit_id:281, owner:281, planning_rgn:None, num_of_circuits:None, current:None, line_segment_length_km:6, line_segment_length_mi:6, line_length_km:6, line_length_mi:6, voltage:6, reactance:24, smax:25, sum_ampacity:None, win_ampacity:None, sum_rating:None, win_rating:None, power_factor:None, win_capacity:23, starting_node_code:None, ending_node_name:281, ending_node_code:None, other_references:None, notes:None
9 | 10685 | 3024F2 | ON | Ontario | HONI | 1 | ac | 12 | 7.407 | 12 | 7.407 | 115 | [6 empty] | 3 | 98 | 108 |  | ON_TSD_JCT |  | ON_PAM_JCT |  | circuit_id:281, owner:281, planning_rgn:None, num_of_circuits:None, current:None, line_segment_length_km:6, line_segment_length_mi:6, line_length_km:6, line_length_mi:6, voltage:6, reactance:24, smax:25, sum_ampacity:None, win_ampacity:None, sum_rating:None, win_rating:None, power_factor:None, win_capacity:23, starting_node_code:None, ending_node_name:281, ending_node_code:None, other_references:None, notes:None
10 | 10686 | 56M1 | ON | Ontario | HONI | 1 | ac | 5.6 | 3.457 | 5.7 | 3.519 | 115 | [6 empty] | 3 | 98 | 108 |  | ON_NIP_JCT |  | ON_RRK_JCT |  | circuit_id:281, owner:281, planning_rgn:None, num_of_circuits:None, current:None, line_segment_length_km:7, line_segment_length_mi:7, line_length_km:7, line_length_mi:7, voltage:7, reactance:24, smax:25, sum_ampacity:None, win_ampacity:None, sum_rating:None, win_rating:None, power_factor:None, win_capacity:23, starting_node_code:None, ending_node_name:281, ending_node_code:None, other_references:None, notes:None
11 | 10687 | 56M1 | ON | Ontario | HONI | 1 | ac | 0.1 | 0.062 | 5.7 | 3.519 | 115 | [6 empty] | 3 | 98 | 108 |  | ON_RRK_JCT |  | ON_RRK_DSS |  | circuit_id:281, owner:281, planning_rgn:None, num_of_circuits:None, current:None, line_segment_length_km:7, line_segment_length_mi:7, line_length_km:7, line_length_mi:7, voltage:7, reactance:24, smax:25, sum_ampacity:None, win_ampacity:None, sum_rating:None, win_rating:None, power_factor:None, win_capacity:23, starting_node_code:None, ending_node_name:281, ending_node_code:None, other_references:None, notes:None
12 | 10688 | 57M1 | ON | Ontario | HONI | 1 | ac | 0.1 | 0.062 | 4.8 | 2.963 | 115 | [6 empty] | 3 | 98 | 108 |  | ON_NIP_JCT |  | ON_NIP_DSS |  | circuit_id:281, owner:281, planning_rgn:None, num_of_circuits:None, current:None, line_segment_length_km:7, line_segment_length_mi:7, line_length_km:7, line_length_mi:7, voltage:7, reactance:24, smax:25, sum_ampacity:None, win_ampacity:None, sum_rating:None, win_rating:None, power_factor:None, win_capacity:23, starting_node_code:None, ending_node_name:281, ending_node_code:None, other_references:None, notes:None
13 | 10689 | 57M1 | ON | Ontario | HONI | 1 | ac | 4.7 | 2.901 | 4.8 | 2.963 | 115 | [6 empty] | 3 | 98 | 108 |  | ON_RSV_JCT |  | ON_NIP_JCT |  | circuit_id:281, owner:281, planning_rgn:None, num_of_circuits:None, current:None, line_segment_length_km:7, line_segment_length_mi:7, line_length_km:7, line_length_mi:7, voltage:7, reactance:24, smax:25, sum_ampacity:None, win_ampacity:None, sum_rating:None, win_rating:None, power_factor:None, win_capacity:23, starting_node_code:None, ending_node_name:281, ending_node_code:None, other_references:None, notes:None
14 | 10690 | 61M18 | ON | Ontario | HONI | 1 | ac | 20 | 12.346 | 37 | 22.84 | 115 | [6 empty] | 3 | 98 | 108 |  | ON_GOD_DSS |  | ON_CNC_DSS |  | circuit_id:281, owner:281, planning_rgn:None, num_of_circuits:None, current:None, line_segment_length_km:6, line_segment_length_mi:6, line_length_km:6, line_length_mi:6, voltage:6, reactance:24, smax:25, sum_ampacity:None, win_ampacity:None, sum_rating:None, win_rating:None, power_factor:None, win_capacity:23, starting_node_code:None, ending_node_name:281, ending_node_code:None, other_references:None, notes:None
15 | 10691 | 61M18 | ON | Ontario | HONI | 1 | ac | 17 | 10.494 | 37 | 22.84 | 115 | [6 empty] | 3 | 98 | 108 |  | ON_CNC_DSS |  | ON_SFT_DSS |  | circuit_id:281, owner:281, planning_rgn:None, num_of_circuits:None, current:None, line_segment_length_km:6, line_segment_length_mi:6, line_length_km:6, line_length_mi:6, voltage:6, reactance:24, smax:25, sum_ampacity:None, win_ampacity:None, sum_rating:None, win_rating:None, power_factor:None, win_capacity:23, starting_node_code:None, ending_node_name:281, ending_node_code:None, other_references:None, notes:None
16 | 10692 | 79M1 | ON | Ontario | HONI | 1 | ac | 11.1 | 6.852 | 66.3 | 40.926 | 115 | [6 empty] | 3 | 98 | 108 |  | ON_GAM_JCT |  | ON_RKL_JCT |  | circuit_id:281, owner:281, planning_rgn:None, num_of_circuits:None, current:None, line_segment_length_km:7, line_segment_length_mi:7, line_length_km:7, line_length_mi:7, voltage:7, reactance:24, smax:25, sum_ampacity:None, win_ampacity:None, sum_rating:None, win_rating:None, power_factor:None, win_capacity:23, starting_node_code:None, ending_node_name:281, ending_node_code:None, other_references:None, notes:None
17 | 10693 | 79M1 | ON | Ontario | HONI | 1 | ac | 1.2 | 0.741 | 66.3 | 40.926 | 115 | [6 empty] | 3 | 98 | 108 |  | ON_RKL_JCT |  | ON_RKL_DSS |  | circuit_id:281, owner:281, planning_rgn:None, num_of_circuits:None, current:None, line_segment_length_km:7, line_segment_length_mi:7, line_length_km:7, line_length_mi:7, voltage:7, reactance:24, smax:25, sum_ampacity:None, win_ampacity:None, sum_rating:None, win_rating:None, power_factor:None, win_capacity:23, starting_node_code:None, ending_node_name:281, ending_node_code:None, other_references:None, notes:None
18 | 10694 | 79M1 | ON | Ontario | HONI | 1 | ac | 2.2 | 1.358 | 66.3 | 40.926 | 115 | [6 empty] | 3 | 98 | 108 |  | ON_RKL_JCT |  | ON_RKE_JCT |  | circuit_id:281, owner:281, planning_rgn:None, num_of_circuits:None, current:None, line_segment_length_km:7, line_segment_length_mi:7, line_length_km:7, line_length_mi:7, voltage:7, reactance:24, smax:25, sum_ampacity:None, win_ampacity:None, sum_rating:None, win_rating:None, power_factor:None, win_capacity:23, starting_node_code:None, ending_node_name:281, ending_node_code:None, other_references:None, notes:None
19 | 10695 | 79M1 | ON | Ontario | HONI | 2 | ac | 0.1 | 0.062 | 66.3 | 40.926 | 115 | [6 empty] | 3 | 98 | 108 |  | ON_RKE_JCT |  | ON_RKE_DSS |  | circuit_id:281, owner:281, planning_rgn:None, num_of_circuits:None, current:None, line_segment_length_km:7, line_segment_length_mi:7, line_length_km:7, line_length_mi:7, voltage:7, reactance:24, smax:25, sum_ampacity:None, win_ampacity:None, sum_rating:None, win_rating:None, power_factor:None, win_capacity:23, starting_node_code:None, ending_node_name:281, ending_node_code:None, other_references:None, notes:None
20 | 10696 | 79M1 | ON | Ontario | HONI | 1 | ac | 2.3 | 1.42 | 66.3 | 40.926 | 115 | [6 empty] | 3 | 98 | 108 |  | ON_RKE_JCT |  | ON_CLC_DSS |  | circuit_id:281, owner:281, planning_rgn:None, num_of_circuits:None, current:None, line_segment_length_km:7, line_segment_length_mi:7, line_length_km:7, line_length_mi:7, voltage:7, reactance:24, smax:25, sum_ampacity:None, win_ampacity:None, sum_rating:None, win_rating:None, power_factor:None, win_capacity:23, starting_node_code:None, ending_node_name:281, ending_node_code:None, other_references:None, notes:None
21 | 10697 | 79M1 | ON | Ontario | HONI | 1 | ac | 7.1 | 4.383 | 66.3 | 40.926 | 115 | [6 empty] | 3 | 98 | 108 |  | ON_CLC_DSS |  | ON_WEN_JCT |  | circuit_id:281, owner:281, planning_rgn:None, num_of_circuits:None, current:None, line_segment_length_km:7, line_segment_length_mi:7, line_length_km:7, line_length_mi:7, voltage:7, reactance:24, smax:25, sum_ampacity:None, win_ampacity:None, sum_rating:None, win_rating:None, power_factor:None, win_capacity:23, starting_node_code:None, ending_node_name:281, ending_node_code:None, other_references:None, notes:None
22 | 10698 | 79M1 | ON | Ontario | HONI | 1 | ac | 0.1 | 0.062 | 66.3 | 40.926 | 115 | [6 empty] | 3 | 98 | 108 |  | ON_WEN_JCT |  | ON_WEN_DSS |  | circuit_id:281, owner:281, planning_rgn:None, num_of_circuits:None, current:None, line_segment_length_km:7, line_segment_length_mi:7, line_length_km:7, line_length_mi:7, voltage:7, reactance:24, smax:25, sum_ampacity:None, win_ampacity:None, sum_rating:None, win_rating:None, power_factor:None, win_capacity:23, starting_node_code:None, ending_node_name:281, ending_node_code:None, other_references:None, notes:None
23 | 10699 | 79M1 | ON | Ontario | HONI | 1 | ac | 35.2 | 21.728 | 66.3 | 40.926 | 115 | [6 empty] | 3 | 98 | 108 |  | ON_WEN_JCT |  | ON_CSB_JCT |  | circuit_id:281, owner:281, planning_rgn:None, num_of_circuits:None, current:None, line_segment_length_km:7, line_segment_length_mi:7, line_length_km:7, line_length_mi:7, voltage:7, reactance:24, smax:25, sum_ampacity:None, win_ampacity:None, sum_rating:None, win_rating:None, power_factor:None, win_capacity:23, starting_node_code:None, ending_node_name:281, ending_node_code:None, other_references:None, notes:None
24 | 10700 | 79M1 | ON | Ontario | HONI | 1 | ac | 7 | 4.321 | 66.3 | 40.926 | 115 | [6 empty] | 3 | 98 | 108 |  | ON_CSB_JCT |  | ON_HWK_DSS |  | circuit_id:281, owner:281, planning_rgn:None, num_of_circuits:None, current:None, line_segment_length_km:7, line_segment_length_mi:7, line_length_km:7, line_length_mi:7, voltage:7, reactance:24, smax:25, sum_ampacity:None, win_ampacity:None, sum_rating:None, win_rating:None, power_factor:None, win_capacity:23, starting_node_code:None, ending_node_name:281, ending_node_code:None, other_references:None, notes:None
25 | 10701 | A1B | ON | Ontario | HONI | 1 | ac | 4.6 | 2.84 | 4.8 | 2.963 | 115 | [6 empty] | 3 | 98 | 108 |  | ON_AGU_SWS |  | ON_TRB_SWS |  | circuit_id:281, owner:281, planning_rgn:None, num_of_circuits:None, current:None, line_segment_length_km:7, line_segment_length_mi:7, line_length_km:7, line_length_mi:7, voltage:7, reactance:24, smax:25, sum_ampacity:None, win_ampacity:None, sum_rating:None, win_rating:None, power_factor:None, win_capacity:23, starting_node_code:None, ending_node_name:281, ending_node_code:None, other_references:None, notes:None
26 | 10702 | A1B | ON | Ontario | HONI | 1 | ac | 0.1 | 0.062 | 4.8 | 2.963 | 115 | [6 empty] | 3 | 98 | 108 |  | ON_AVT_JCT |  | ON_AVT_ISS |  | circuit_id:281, owner:281, planning_rgn:None, num_of_circuits:None, current:None, line_segment_length_km:7, line_segment_length_mi:7, line_length_km:7, line_length_mi:7, voltage:7, reactance:24, smax:25, sum_ampacity:None, win_ampacity:None, sum_rating:None, win_rating:None, power_factor:None, win_capacity:23, starting_node_code:None, ending_node_name:281, ending_node_code:None, other_references:None, notes:None
27 | 10703 | A1B | ON | Ontario | HONI | 1 | ac | 0.1 | 0.062 | 4.8 | 2.963 | 115 | [6 empty] | 3 | 98 | 108 |  | ON_AVT_JCT |  | ON_TRB_SWS |  | circuit_id:281, owner:281, planning_rgn:None, num_of_circuits:None, current:None, line_segment_length_km:7, line_segment_length_mi:7, line_length_km:7, line_length_mi:7, voltage:7, reactance:24, smax:25, sum_ampacity:None, win_ampacity:None, sum_rating:None, win_rating:None, power_factor:None, win_capacity:23, starting_node_code:None, ending_node_name:281, ending_node_code:None, other_references:None, notes:None
28 | 10704 | A1T | ON | Ontario | HONI | 1 | ac | 8 | 4.938 | 29.1 | 17.963 | 115 | [6 empty] | 3 | 98 | 108 |  | ON_ALL_TSS |  | ON_MIC_JCT |  | circuit_id:281, owner:281, planning_rgn:None, num_of_circuits:None, current:None, line_segment_length_km:7, line_segment_length_mi:7, line_length_km:7, line_length_mi:7, voltage:7, reactance:24, smax:25, sum_ampacity:None, win_ampacity:None, sum_rating:None, win_rating:None, power_factor:None, win_capacity:23, starting_node_code:None, ending_node_name:281, ending_node_code:None, other_references:None, notes:None
29 | 10705 | A1T | ON | Ontario | HONI | 1 | ac | 6 | 3.704 | 29.1 | 17.963 | 115 | [6 empty] | 3 | 98 | 108 |  | ON_MIC_JCT |  | ON_CRL_JCT |  | circuit_id:281, owner:281, planning_rgn:None, num_of_circuits:None, current:None, line_segment_length_km:7, line_segment_length_mi:7, line_length_km:7, line_length_mi:7, voltage:7, reactance:24, smax:25, sum_ampacity:None, win_ampacity:None, sum_rating:None, win_rating:None, power_factor:None, win_capacity:23, starting_node_code:None, ending_node_name:281, ending_node_code:None, other_references:None, notes:None
30 | 10706 | A1T | ON | Ontario | HONI | 1 | ac | 0.1 | 0.062 | 29.1 | 17.963 | 115 | [6 empty] | 3 | 98 | 108 |  | ON_CRL_JCT |  | ON_ASW_JCT |  | circuit_id:281, owner:281, planning_rgn:None, num_of_circuits:None, current:None, line_segment_length_km:7, line_segment_length_mi:7, line_length_km:7, line_length_mi:7, voltage:7, reactance:24, smax:25, sum_ampacity:None, win_ampacity:None, sum_rating:None, win_rating:None, power_factor:None, win_capacity:23, starting_node_code:None, ending_node_name:281, ending_node_code:None, other_references:None, notes:None
31 | 10707 | A1T | ON | Ontario | HONI | 1 | ac | 13 | 8.025 | 29.1 | 17.963 | 115 | [6 empty] | 3 | 98 | 108 |  | ON_MIC_JCT |  | ON_MTR_JCT |  | circuit_id:281, owner:281, planning_rgn:None, num_of_circuits:None, current:None, line_segment_length_km:7, line_segment_length_mi:7, line_length_km:7, line_length_mi:7, voltage:7, reactance:24, smax:25, sum_ampacity:None, win_ampacity:None, sum_rating:None, win_rating:None, power_factor:None, win_capacity:23, starting_node_code:None, ending_node_name:281, ending_node_code:None, other_references:None, notes:None
32 | 10708 | A1T | ON | Ontario | HONI | 1 | ac | 1 | 0.617 | 29.1 | 17.963 | 115 | [6 empty] | 3 | 98 | 108 |  | ON_MTR_JCT |  | ON_TOT_JCT |  | circuit_id:281, owner:281, planning_rgn:None, num_of_circuits:None, current:None, line_segment_length_km:7, line_segment_length_mi:7, line_length_km:7, line_length_mi:7, voltage:7, reactance:24, smax:25, sum_ampacity:None, win_ampacity:None, sum_rating:None, win_rating:None, power_factor:None, win_capacity:23, starting_node_code:None, ending_node_name:281, ending_node_code:None, other_references:None, notes:None
33 | 10709 | A1T | ON | Ontario | HONI | 2 | ac | 1 | 0.617 | 29.1 | 17.963 | 115 | [6 empty] | 3 | 98 | 108 |  | ON_TOT_JCT |  | ON_NIT_JCT |  | circuit_id:281, owner:281, planning_rgn:None, num_of_circuits:None, current:None, line_segment_length_km:7, line_segment_length_mi:7, line_length_km:7, line_length_mi:7, voltage:7, reactance:24, smax:25, sum_ampacity:None, win_ampacity:None, sum_rating:None, win_rating:None, power_factor:None, win_capacity:23, starting_node_code:None, ending_node_name:281, ending_node_code:None, other_references:None, notes:None
34 | 10710 | A2 | ON | Ontario | HONI | 1 | ac | 2.6 | 1.605 | 13.1 | 8.086 | 115 | [6 empty] | 3 | 98 | 108 |  | ON_HWT_TSS |  | ON_BLB_JCT |  | circuit_id:281, owner:281, planning_rgn:None, num_of_circuits:None, current:None, line_segment_length_km:7, line_segment_length_mi:7, line_length_km:7, line_length_mi:7, voltage:7, reactance:24, smax:25, sum_ampacity:None, win_ampacity:None, sum_rating:None, win_rating:None, power_factor:None, win_capacity:23, starting_node_code:None, ending_node_name:281, ending_node_code:None, other_references:None, notes:None
35 | 10711 | A2 | ON | Ontario | HONI | 1 | ac | 0.4 | 0.247 | 13.1 | 8.086 | 115 | [6 empty] | 3 | 98 | 108 |  | ON_BLB_JCT |  | ON_CYR_JCT |  | circuit_id:281, owner:281, planning_rgn:None, num_of_circuits:None, current:None, line_segment_length_km:7, line_segment_length_mi:7, line_length_km:7, line_length_mi:7, voltage:7, reactance:24, smax:25, sum_ampacity:None, win_ampacity:None, sum_rating:None, win_rating:None, power_factor:None, win_capacity:23, starting_node_code:None, ending_node_name:281, ending_node_code:None, other_references:None, notes:None
36 | 10712 | A2 | ON | Ontario | HONI | 1 | ac | 0.1 | 0.062 | 13.1 | 8.086 | 115 | [6 empty] | 3 | 98 | 108 |  | ON_CYR_JCT |  | ON_CYV_DSS |  | circuit_id:281, owner:281, planning_rgn:None, num_of_circuits:None, current:None, line_segment_length_km:7, line_segment_length_mi:7, line_length_km:7, line_length_mi:7, voltage:7, reactance:24, smax:25, sum_ampacity:None, win_ampacity:None, sum_rating:None, win_rating:None, power_factor:None, win_capacity:23, starting_node_code:None, ending_node_name:281, ending_node_code:None, other_references:None, notes:None
37 | 10713 | A2 | ON | Ontario | HONI | 1 | ac | 1.6 | 0.988 | 13.1 | 8.086 | 115 | [6 empty] | 3 | 98 | 108 |  | ON_CYR_JCT |  | ON_CYV_JCT |  | circuit_id:281, owner:281, planning_rgn:None, num_of_circuits:None, current:None, line_segment_length_km:7, line_segment_length_mi:7, line_length_km:7, line_length_mi:7, voltage:7, reactance:24, smax:25, sum_ampacity:None, win_ampacity:None, sum_rating:None, win_rating:None, power_factor:None, win_capacity:23, starting_node_code:None, ending_node_name:281, ending_node_code:None, other_references:None, notes:None
38 | 10714 | A2 | ON | Ontario | HONI | 1 | ac | 6.2 | 3.827 | 13.1 | 8.086 | 115 | [6 empty] | 3 | 98 | 108 |  | ON_CYV_JCT |  | ON_BBC_JCT |  | circuit_id:281, owner:281, planning_rgn:None, num_of_circuits:None, current:None, line_segment_length_km:7, line_segment_length_mi:7, line_length_km:7, line_length_mi:7, voltage:7, reactance:24, smax:25, sum_ampacity:None, win_ampacity:None, sum_rating:None, win_rating:None, power_factor:None, win_capacity:23, starting_node_code:None, ending_node_name:281, ending_node_code:None, other_references:None, notes:None
39 | 10715 | A2 | ON | Ontario | HONI | 1 | ac | 0.1 | 0.062 | 13.1 | 8.086 | 115 | [6 empty] | 3 | 98 | 108 |  | ON_BBC_JCT |  | ON_BBC_DSS |  | circuit_id:281, owner:281, planning_rgn:None, num_of_circuits:None, current:None, line_segment_length_km:7, line_segment_length_mi:7, line_length_km:7, line_length_mi:7, voltage:7, reactance:24, smax:25, sum_ampacity:None, win_ampacity:None, sum_rating:None, win_rating:None, power_factor:None, win_capacity:23, starting_node_code:None, ending_node_name:281, ending_node_code:None, other_references:None, notes:None
40 | 10716 | A2 | ON | Ontario | HONI | 1 | ac | 2 | 1.235 | 13.1 | 8.086 | 115 | [6 empty] | 3 | 98 | 108 |  | ON_CYV_JCT |  | ON_NRS_JCT |  | circuit_id:281, owner:281, planning_rgn:None, num_of_circuits:None, current:None, line_segment_length_km:7, line_segment_length_mi:7, line_length_km:7, line_length_mi:7, voltage:7, reactance:24, smax:25, sum_ampacity:None, win_ampacity:None, sum_rating:None, win_rating:None, power_factor:None, win_capacity:23, starting_node_code:None, ending_node_name:281, ending_node_code:None, other_references:None, notes:None
41 | 10717 | A2 | ON | Ontario | HONI | 1 | ac | 0.1 | 0.062 | 13.1 | 8.086 | 115 | [6 empty] | 3 | 98 | 108 |  | ON_NRS_JCT |  | ON_NRC_DSS |  | circuit_id:281, owner:281, planning_rgn:None, num_of_circuits:None, current:None, line_segment_length_km:7, line_segment_length_mi:7, line_length_km:7, line_length_mi:7, voltage:7, reactance:24, smax:25, sum_ampacity:None, win_ampacity:None, sum_rating:None, win_rating:None, power_factor:None, win_capacity:23, starting_node_code:None, ending_node_name:281, ending_node_code:None, other_references:None, notes:None
42 | 10718 | A21L | ON | Ontario | HONI | 1 | ac | 191.8 | 118.395 | 191.8 | 118.395 | 230 | [6 empty] | 1.82 | 244 | 264 |  | ON_MKZ_TSS |  | ON_LKH_TSS |  | circuit_id:281, owner:281, planning_rgn:None, num_of_circuits:None, current:None, line_segment_length_km:7, line_segment_length_mi:7, line_length_km:7, line_length_mi:7, voltage:7, reactance:24, smax:25, sum_ampacity:None, win_ampacity:None, sum_rating:None, win_rating:None, power_factor:None, win_capacity:23, starting_node_code:None, ending_node_name:281, ending_node_code:None, other_references:None, notes:None
43 | 10719 | A22L | ON | Ontario | HONI | 1 | ac | 191.8 | 118.395 | 191.8 | 118.395 | 230 | [6 empty] | 1.82 | 244 | 264 |  | ON_MKZ_TSS |  | ON_LKH_TSS |  | circuit_id:281, owner:281, planning_rgn:None, num_of_circuits:None, current:None, line_segment_length_km:7, line_segment_length_mi:7, line_length_km:7, line_length_mi:7, voltage:7, reactance:24, smax:25, sum_ampacity:None, win_ampacity:None, sum_rating:None, win_rating:None, power_factor:None, win_capacity:23, starting_node_code:None, ending_node_name:281, ending_node_code:None, other_references:None, notes:None
44 | 10720 | A23P | ON | Ontario | HONI | 1 | ac | 65 | 40.123 | 65 | 40.123 | 230 | [6 empty] | 3 | 402 | 435 |  | ON_ALG_TSS |  | ON_MSS_DSS |  | circuit_id:281, owner:281, planning_rgn:None, num_of_circuits:None, current:None, line_segment_length_km:6, line_segment_length_mi:6, line_length_km:6, line_length_mi:6, voltage:6, reactance:24, smax:25, sum_ampacity:None, win_ampacity:None, sum_rating:None, win_rating:None, power_factor:None, win_capacity:23, starting_node_code:None, ending_node_name:281, ending_node_code:None, other_references:None, notes:None
45 | 10721 | A24P | ON | Ontario | HONI | 1 | ac | 65 | 40.123 | 65 | 40.123 | 230 | [6 empty] | 3 | 402 | 435 |  | ON_ALG_TSS |  | ON_MSS_DSS |  | circuit_id:281, owner:281, planning_rgn:None, num_of_circuits:None, current:None, line_segment_length_km:6, line_segment_length_mi:6, line_length_km:6, line_length_mi:6, voltage:6, reactance:24, smax:25, sum_ampacity:None, win_ampacity:None, sum_rating:None, win_rating:None, power_factor:None, win_capacity:23, starting_node_code:None, ending_node_name:281, ending_node_code:None, other_references:None, notes:None
46 | 10722 | A36N | ON | Ontario | HONI | 1 | ac | 4.5 | 2.778 | 9.6 | 5.926 | 115 | [6 empty] | 3 | 98 | 108 |  | ON_ALL_TSS |  | ON_KLR_JCT |  | circuit_id:281, owner:281, planning_rgn:None, num_of_circuits:None, current:None, line_segment_length_km:7, line_segment_length_mi:7, line_length_km:7, line_length_mi:7, voltage:7, reactance:24, smax:25, sum_ampacity:None, win_ampacity:None, sum_rating:None, win_rating:None, power_factor:None, win_capacity:23, starting_node_code:None, ending_node_name:281, ending_node_code:None, other_references:None, notes:None
47 | 10723 | A36N | ON | Ontario | HONI | 1 | ac | 0.1 | 0.062 | 9.6 | 5.926 | 115 | [6 empty] | 3 | 98 | 108 |  | ON_KLR_JCT |  | ON_KLR_DSS |  | circuit_id:281, owner:281, planning_rgn:None, num_of_circuits:None, current:None, line_segment_length_km:7, line_segment_length_mi:7, line_length_km:7, line_length_mi:7, voltage:7, reactance:24, smax:25, sum_ampacity:None, win_ampacity:None, sum_rating:None, win_rating:None, power_factor:None, win_capacity:23, starting_node_code:None, ending_node_name:281, ending_node_code:None, other_references:None, notes:None
48 | 10724 | A36N | ON | Ontario | HONI | 1 | ac | 4 | 2.469 | 9.6 | 5.926 | 115 | [6 empty] | 3 | 98 | 108 |  | ON_KLR_JCT |  | ON_MRY_DSS |  | circuit_id:281, owner:281, planning_rgn:None, num_of_circuits:None, current:None, line_segment_length_km:7, line_segment_length_mi:7, line_length_km:7, line_length_mi:7, voltage:7, reactance:24, smax:25, sum_ampacity:None, win_ampacity:None, sum_rating:None, win_rating:None, power_factor:None, win_capacity:23, starting_node_code:None, ending_node_name:281, ending_node_code:None, other_references:None, notes:None
49 | 10725 | A36N | ON | Ontario | HONI | 1 | ac | 1 | 0.617 | 9.6 | 5.926 | 115 | [6 empty] | 3 | 98 | 108 |  | ON_MRY_DSS |  | ON_S11_SWS |  | circuit_id:281, owner:281, planning_rgn:None, num_of_circuits:None, current:None, line_segment_length_km:7, line_segment_length_mi:7, line_length_km:7, line_length_mi:7, voltage:7, reactance:24, smax:25, sum_ampacity:None, win_ampacity:None, sum_rating:None, win_rating:None, power_factor:None, win_capacity:23, starting_node_code:None, ending_node_name:281, ending_node_code:None, other_references:None, notes:None
50 | 10726 | A37N | ON | Ontario | HONI | 1 | ac | 4.5 | 2.778 | 9.6 | 5.926 | 115 | [6 empty] | 3 | 98 | 108 |  | ON_ALL_TSS |  | ON_KLR_JCT |  | circuit_id:281, owner:281, planning_rgn:None, num_of_circuits:None, current:None, line_segment_length_km:7, line_segment_length_mi:7, line_length_km:7, line_length_mi:7, voltage:7, reactance:24, smax:25, sum_ampacity:None, win_ampacity:None, sum_rating:None, win_rating:None, power_factor:None, win_capacity:23, starting_node_code:None, ending_node_name:281, ending_node_code:None, other_references:None, notes:None
51 | 10727 | A37N | ON | Ontario | HONI | 1 | ac | 0.1 | 0.062 | 9.6 | 5.926 | 115 | [6 empty] | 3 | 98 | 108 |  | ON_KLR_JCT |  | ON_KLR_DSS |  | circuit_id:281, owner:281, planning_rgn:None, num_of_circuits:None, current:None, line_segment_length_km:7, line_segment_length_mi:7, line_length_km:7, line_length_mi:7, voltage:7, reactance:24, smax:25, sum_ampacity:None, win_ampacity:None, sum_rating:None, win_rating:None, power_factor:None, win_capacity:23, starting_node_code:None, ending_node_name:281, ending_node_code:None, other_references:None, notes:None
52 | 10728 | A37N | ON | Ontario | HONI | 1 | ac | 4 | 2.469 | 9.6 | 5.926 | 115 | [6 empty] | 3 | 98 | 108 |  | ON_KLR_JCT |  | ON_MRY_DSS |  | circuit_id:281, owner:281, planning_rgn:None, num_of_circuits:None, current:None, line_segment_length_km:7, line_segment_length_mi:7, line_length_km:7, line_length_mi:7, voltage:7, reactance:24, smax:25, sum_ampacity:None, win_ampacity:None, sum_rating:None, win_rating:None, power_factor:None, win_capacity:23, starting_node_code:None, ending_node_name:281, ending_node_code:None, other_references:None, notes:None
53 | 10729 | A37N | ON | Ontario | HONI | 1 | ac | 1 | 0.617 | 9.6 | 5.926 | 115 | [6 empty] | 3 | 98 | 108 |  | ON_MRY_DSS |  | ON_S11_SWS |  | circuit_id:281, owner:281, planning_rgn:None, num_of_circuits:None, current:None, line_segment_length_km:7, line_segment_length_mi:7, line_length_km:7, line_length_mi:7, voltage:7, reactance:24, smax:25, sum_ampacity:None, win_ampacity:None, sum_rating:None, win_rating:None, power_factor:None, win_capacity:23, starting_node_code:None, ending_node_name:281, ending_node_code:None, other_references:None, notes:None
54 | 10730 | A3M | ON | Ontario | HONI | 1 | ac | 11.2 | 6.914 | 11.2 | 6.914 | 115 | [6 empty] | 3 | 98 | 108 |  | ON_MKZ_TSS |  | ON_MSL_DSS |  | circuit_id:281, owner:281, planning_rgn:None, num_of_circuits:None, current:None, line_segment_length_km:7, line_segment_length_mi:7, line_length_km:7, line_length_mi:7, voltage:7, reactance:24, smax:25, sum_ampacity:None, win_ampacity:None, sum_rating:None, win_rating:None, power_factor:None, win_capacity:23, starting_node_code:None, ending_node_name:281, ending_node_code:None, other_references:None, notes:None
55 | 10731 | A3RM | ON | Ontario | HONI | 1 | ac | 4 | 2.469 | 21.4 | 13.21 | 115 | [6 empty] | 3 | 98 | 108 |  | ON_HWT_TSS |  | ON_ELD_JCT |  | circuit_id:281, owner:281, planning_rgn:None, num_of_circuits:None, current:None, line_segment_length_km:7, line_segment_length_mi:7, line_length_km:7, line_length_mi:7, voltage:7, reactance:24, smax:25, sum_ampacity:None, win_ampacity:None, sum_rating:None, win_rating:None, power_factor:None, win_capacity:23, starting_node_code:None, ending_node_name:281, ending_node_code:None, other_references:None, notes:None
56 | 10732 | A3RM | ON | Ontario | HONI | 1 | ac | 3 | 1.852 | 21.4 | 13.21 | 115 | [6 empty] | 3 | 98 | 108 |  | ON_ELD_JCT |  | ON_BIL_JCT |  | circuit_id:281, owner:281, planning_rgn:None, num_of_circuits:None, current:None, line_segment_length_km:7, line_segment_length_mi:7, line_length_km:7, line_length_mi:7, voltage:7, reactance:24, smax:25, sum_ampacity:None, win_ampacity:None, sum_rating:None, win_rating:None, power_factor:None, win_capacity:23, starting_node_code:None, ending_node_name:281, ending_node_code:None, other_references:None, notes:None
57 | 10733 | A3RM | ON | Ontario | HONI | 1 | ac | 3.9 | 2.407 | 21.4 | 13.21 | 115 | [6 empty] | 3 | 98 | 108 |  | ON_ELD_JCT |  | ON_RVD_JCT |  | circuit_id:281, owner:281, planning_rgn:None, num_of_circuits:None, current:None, line_segment_length_km:7, line_segment_length_mi:7, line_length_km:7, line_length_mi:7, voltage:7, reactance:24, smax:25, sum_ampacity:None, win_ampacity:None, sum_rating:None, win_rating:None, power_factor:None, win_capacity:23, starting_node_code:None, ending_node_name:281, ending_node_code:None, other_references:None, notes:None
58 | 10734 | A3RM | ON | Ontario | HONI | 1 | ac | 4.8 | 2.963 | 21.4 | 13.21 | 115 | [6 empty] | 3 | 98 | 108 |  | ON_BIL_JCT |  | ON_MER_DSS |  | circuit_id:281, owner:281, planning_rgn:None, num_of_circuits:None, current:None, line_segment_length_km:7, line_segment_length_mi:7, line_length_km:7, line_length_mi:7, voltage:7, reactance:24, smax:25, sum_ampacity:None, win_ampacity:None, sum_rating:None, win_rating:None, power_factor:None, win_capacity:23, starting_node_code:None, ending_node_name:281, ending_node_code:None, other_references:None, notes:None
59 | 10735 | A3RM | ON | Ontario | HONI | 1 | ac | 0.1 | 0.062 | 21.4 | 13.21 | 115 | [6 empty] | 3 | 98 | 108 |  | ON_MER_DSS |  | ON_MER_TSS |  | circuit_id:281, owner:281, planning_rgn:None, num_of_circuits:None, current:None, line_segment_length_km:7, line_segment_length_mi:7, line_length_km:7, line_length_mi:7, voltage:7, reactance:24, smax:25, sum_ampacity:None, win_ampacity:None, sum_rating:None, win_rating:None, power_factor:None, win_capacity:23, starting_node_code:None, ending_node_name:281, ending_node_code:None, other_references:None, notes:None
60 | 10736 | A3RM | ON | Ontario | HONI | 1 | ac | 2.3 | 1.42 | 21.4 | 13.21 | 115 | [6 empty] | 3 | 98 | 108 |  | ON_RVD_JCT |  | ON_RVD_DSS |  | circuit_id:281, owner:281, planning_rgn:None, num_of_circuits:None, current:None, line_segment_length_km:7, line_segment_length_mi:7, line_length_km:7, line_length_mi:7, voltage:7, reactance:24, smax:25, sum_ampacity:None, win_ampacity:None, sum_rating:None, win_rating:None, power_factor:None, win_capacity:23, starting_node_code:None, ending_node_name:281, ending_node_code:None, other_references:None, notes:None
61 | 10737 | A3RM | ON | Ontario | HONI | 1 | ac | 3.3 | 2.037 | 21.4 | 13.21 | 115 | [6 empty] | 3 | 98 | 108 |  | ON_RVD_DSS |  | ON_SLT_DSS |  | circuit_id:281, owner:281, planning_rgn:None, num_of_circuits:None, current:None, line_segment_length_km:7, line_segment_length_mi:7, line_length_km:7, line_length_mi:7, voltage:7, reactance:24, smax:25, sum_ampacity:None, win_ampacity:None, sum_rating:None, win_rating:None, power_factor:None, win_capacity:23, starting_node_code:None, ending_node_name:281, ending_node_code:None, other_references:None, notes:None
62 | 10738 | A41T | ON | Ontario | HONI | 1 | ac | 21 | 12.963 | 21 | 12.963 | 230 | [6 empty] | 3 | 402 | 435 |  | ON_HWT_TSS |  | PP_ONQC2_IPT |  | circuit_id:281, owner:281, planning_rgn:None, num_of_circuits:None, current:None, line_segment_length_km:7, line_segment_length_mi:7, line_length_km:7, line_length_mi:7, voltage:7, reactance:24, smax:25, sum_ampacity:None, win_ampacity:None, sum_rating:None, win_rating:None, power_factor:None, win_capacity:23, starting_node_code:None, ending_node_name:281, ending_node_code:None, other_references:None, notes:None
63 | 10739 | A42T | ON | Ontario | HONI | 1 | ac | 21 | 12.963 | 21 | 12.963 | 230 | [6 empty] | 3 | 402 | 435 |  | ON_HWT_TSS |  | PP_ONQC2_IPT |  | circuit_id:281, owner:281, planning_rgn:None, num_of_circuits:None, current:None, line_segment_length_km:7, line_segment_length_mi:7, line_length_km:7, line_length_mi:7, voltage:7, reactance:24, smax:25, sum_ampacity:None, win_ampacity:None, sum_rating:None, win_rating:None, power_factor:None, win_capacity:23, starting_node_code:None, ending_node_name:281, ending_node_code:None, other_references:None, notes:None
64 | 10740 | A4H | ON | Ontario | HONI | 1 | ac | 0.1 | 0.062 | 70.2 | 43.333 | 115 | [6 empty] | 3 | 98 | 108 |  | ON_CCW_JCT |  | ON_CCW_DSS |  | circuit_id:281, owner:281, planning_rgn:None, num_of_circuits:None, current:None, line_segment_length_km:6, line_segment_length_mi:6, line_length_km:6, line_length_mi:6, voltage:6, reactance:24, smax:25, sum_ampacity:None, win_ampacity:None, sum_rating:None, win_rating:None, power_factor:None, win_capacity:23, starting_node_code:None, ending_node_name:281, ending_node_code:None, other_references:None, notes:None
65 | 10741 | A4H | ON | Ontario | HONI | 1 | ac | 0.1 | 0.062 | 70.2 | 43.333 | 115 | [6 empty] | 3 | 98 | 108 |  | ON_CCW_JCT |  | ON_COC_DSS |  | circuit_id:281, owner:281, planning_rgn:None, num_of_circuits:None, current:None, line_segment_length_km:6, line_segment_length_mi:6, line_length_km:6, line_length_mi:6, voltage:6, reactance:24, smax:25, sum_ampacity:None, win_ampacity:None, sum_rating:None, win_rating:None, power_factor:None, win_capacity:23, starting_node_code:None, ending_node_name:281, ending_node_code:None, other_references:None, notes:None
66 | 10742 | A4H | ON | Ontario | HONI | 1 | ac | 5 | 3.086 | 70.2 | 43.333 | 115 | [6 empty] | 3 | 98 | 108 |  | ON_FOU_JCT |  | ON_POW_JCT |  | circuit_id:281, owner:281, planning_rgn:None, num_of_circuits:None, current:None, line_segment_length_km:6, line_segment_length_mi:6, line_length_km:6, line_length_mi:6, voltage:6, reactance:24, smax:25, sum_ampacity:None, win_ampacity:None, sum_rating:None, win_rating:None, power_factor:None, win_capacity:23, starting_node_code:None, ending_node_name:281, ending_node_code:None, other_references:None, notes:None
67 | 10743 | A4H | ON | Ontario | HONI | 1 | ac | 45 | 27.778 | 70.2 | 43.333 | 115 | [6 empty] | 3 | 98 | 108 |  | ON_FOU_JCT |  | ON_ANS_TSS |  | circuit_id:281, owner:281, planning_rgn:None, num_of_circuits:None, current:None, line_segment_length_km:6, line_segment_length_mi:6, line_length_km:6, line_length_mi:6, voltage:6, reactance:24, smax:25, sum_ampacity:None, win_ampacity:None, sum_rating:None, win_rating:None, power_factor:None, win_capacity:23, starting_node_code:None, ending_node_name:281, ending_node_code:None, other_references:None, notes:None
68 | 10744 | A4H | ON | Ontario | HONI | 1 | ac | 10 | 6.173 | 70.2 | 43.333 | 115 | [6 empty] | 3 | 98 | 108 |  | ON_HTA_SWS |  | ON_FOU_JCT |  | circuit_id:281, owner:281, planning_rgn:None, num_of_circuits:None, current:None, line_segment_length_km:6, line_segment_length_mi:6, line_length_km:6, line_length_mi:6, voltage:6, reactance:24, smax:25, sum_ampacity:None, win_ampacity:None, sum_rating:None, win_rating:None, power_factor:None, win_capacity:23, starting_node_code:None, ending_node_name:281, ending_node_code:None, other_references:None, notes:None
69 | 10745 | A4H | ON | Ontario | HONI | 1 | ac | 10 | 6.173 | 70.2 | 43.333 | 115 | [6 empty] | 3 | 98 | 108 |  | ON_POW_JCT |  | ON_CCW_JCT |  | circuit_id:281, owner:281, planning_rgn:None, num_of_circuits:None, current:None, line_segment_length_km:6, line_segment_length_mi:6, line_length_km:6, line_length_mi:6, voltage:6, reactance:24, smax:25, sum_ampacity:None, win_ampacity:None, sum_rating:None, win_rating:None, power_factor:None, win_capacity:23, starting_node_code:None, ending_node_name:281, ending_node_code:None, other_references:None, notes:None
70 | 10746 | A4K | ON | Ontario | HONI | 1 | ac | 2.6 | 1.605 | 12.4 | 7.654 | 115 | [6 empty] | 3 | 98 | 108 |  | ON_HWT_TSS |  | ON_BLB_JCT |  | circuit_id:281, owner:281, planning_rgn:None, num_of_circuits:None, current:None, line_segment_length_km:7, line_segment_length_mi:7, line_length_km:7, line_length_mi:7, voltage:7, reactance:24, smax:25, sum_ampacity:None, win_ampacity:None, sum_rating:None, win_rating:None, power_factor:None, win_capacity:23, starting_node_code:None, ending_node_name:281, ending_node_code:None, other_references:None, notes:None
71 | 10747 | A4K | ON | Ontario | HONI | 1 | ac | 0.4 | 0.247 | 12.4 | 7.654 | 115 | [6 empty] | 3 | 98 | 108 |  | ON_BLB_JCT |  | ON_CYR_JCT |  | circuit_id:281, owner:281, planning_rgn:None, num_of_circuits:None, current:None, line_segment_length_km:7, line_segment_length_mi:7, line_length_km:7, line_length_mi:7, voltage:7, reactance:24, smax:25, sum_ampacity:None, win_ampacity:None, sum_rating:None, win_rating:None, power_factor:None, win_capacity:23, starting_node_code:None, ending_node_name:281, ending_node_code:None, other_references:None, notes:None
72 | 10748 | A4K | ON | Ontario | HONI | 1 | ac | 0.1 | 0.062 | 12.4 | 7.654 | 115 | [6 empty] | 3 | 98 | 108 |  | ON_CYR_JCT |  | ON_CYV_DSS |  | circuit_id:281, owner:281, planning_rgn:None, num_of_circuits:None, current:None, line_segment_length_km:7, line_segment_length_mi:7, line_length_km:7, line_length_mi:7, voltage:7, reactance:24, smax:25, sum_ampacity:None, win_ampacity:None, sum_rating:None, win_rating:None, power_factor:None, win_capacity:23, starting_node_code:None, ending_node_name:281, ending_node_code:None, other_references:None, notes:None
73 | 10749 | A4K | ON | Ontario | HONI | 1 | ac | 2.4 | 1.481 | 12.4 | 7.654 | 115 | [6 empty] | 3 | 98 | 108 |  | ON_CYR_JCT |  | ON_CYV_JCT |  | circuit_id:281, owner:281, planning_rgn:None, num_of_circuits:None, current:None, line_segment_length_km:7, line_segment_length_mi:7, line_length_km:7, line_length_mi:7, voltage:7, reactance:24, smax:25, sum_ampacity:None, win_ampacity:None, sum_rating:None, win_rating:None, power_factor:None, win_capacity:23, starting_node_code:None, ending_node_name:281, ending_node_code:None, other_references:None, notes:None
74 | 10750 | A4K | ON | Ontario | HONI | 1 | ac | 0.5 | 0.309 | 12.4 | 7.654 | 115 | [6 empty] | 3 | 98 | 108 |  | ON_CYV_JCT |  | ON_MOU_JCT |  | circuit_id:281, owner:281, planning_rgn:None, num_of_circuits:None, current:None, line_segment_length_km:7, line_segment_length_mi:7, line_length_km:7, line_length_mi:7, voltage:7, reactance:24, smax:25, sum_ampacity:None, win_ampacity:None, sum_rating:None, win_rating:None, power_factor:None, win_capacity:23, starting_node_code:None, ending_node_name:281, ending_node_code:None, other_references:None, notes:None
75 | 10751 | A4K | ON | Ontario | HONI | 1 | ac | 0.1 | 0.062 | 12.4 | 7.654 | 115 | [6 empty] | 3 | 98 | 108 |  | ON_MOU_JCT |  | ON_MOU_DSS |  | circuit_id:281, owner:281, planning_rgn:None, num_of_circuits:None, current:None, line_segment_length_km:7, line_segment_length_mi:7, line_length_km:7, line_length_mi:7, voltage:7, reactance:24, smax:25, sum_ampacity:None, win_ampacity:None, sum_rating:None, win_rating:None, power_factor:None, win_capacity:23, starting_node_code:None, ending_node_name:281, ending_node_code:None, other_references:None, notes:None
76 | 10752 | A4K | ON | Ontario | HONI | 1 | ac | 2.2 | 1.358 | 12.4 | 7.654 | 115 | [6 empty] | 3 | 98 | 108 |  | ON_MOU_JCT |  | ON_OVB_DSS |  | circuit_id:281, owner:281, planning_rgn:None, num_of_circuits:None, current:None, line_segment_length_km:7, line_segment_length_mi:7, line_length_km:7, line_length_mi:7, voltage:7, reactance:24, smax:25, sum_ampacity:None, win_ampacity:None, sum_rating:None, win_rating:None, power_factor:None, win_capacity:23, starting_node_code:None, ending_node_name:281, ending_node_code:None, other_references:None, notes:None
77 | 10753 | A4K | ON | Ontario | HONI | 1 | ac | 4.1 | 2.531 | 12.4 | 7.654 | 115 | [6 empty] | 3 | 98 | 108 |  | ON_OVB_DSS |  | ON_KNE_DSS |  | circuit_id:281, owner:281, planning_rgn:None, num_of_circuits:None, current:None, line_segment_length_km:7, line_segment_length_mi:7, line_length_km:7, line_length_mi:7, voltage:7, reactance:24, smax:25, sum_ampacity:None, win_ampacity:None, sum_rating:None, win_rating:None, power_factor:None, win_capacity:23, starting_node_code:None, ending_node_name:281, ending_node_code:None, other_references:None, notes:None
78 | 10754 | A4L | ON | Ontario | HONI | 1 | ac | 35 | 21.605 | 152.9 | 94.383 | 115 | [6 empty] | 2.11 | 69 | 76 |  | ON_ALX_SWS |  | ON_APN_JCT |  | circuit_id:281, owner:281, planning_rgn:None, num_of_circuits:None, current:None, line_segment_length_km:7, line_segment_length_mi:7, line_length_km:7, line_length_mi:7, voltage:7, reactance:24, smax:25, sum_ampacity:None, win_ampacity:None, sum_rating:None, win_rating:None, power_factor:None, win_capacity:23, starting_node_code:None, ending_node_name:281, ending_node_code:None, other_references:None, notes:None
79 | 10755 | A4L | ON | Ontario | HONI | 1 | ac | 0.1 | 0.062 | 152.9 | 94.383 | 115 | [6 empty] | 2.11 | 69 | 76 |  | ON_APN_JCT |  | ON_APN_GSS |  | circuit_id:281, owner:281, planning_rgn:None, num_of_circuits:None, current:None, line_segment_length_km:7, line_segment_length_mi:7, line_length_km:7, line_length_mi:7, voltage:7, reactance:24, smax:25, sum_ampacity:None, win_ampacity:None, sum_rating:None, win_rating:None, power_factor:None, win_capacity:23, starting_node_code:None, ending_node_name:281, ending_node_code:None, other_references:None, notes:None
80 | 10756 | A4L | ON | Ontario | HONI | 1 | ac | 30 | 18.519 | 152.9 | 94.383 | 115 | [6 empty] | 2.11 | 69 | 76 |  | ON_APN_JCT |  | ON_BRD_JCT |  | circuit_id:281, owner:281, planning_rgn:None, num_of_circuits:None, current:None, line_segment_length_km:7, line_segment_length_mi:7, line_length_km:7, line_length_mi:7, voltage:7, reactance:24, smax:25, sum_ampacity:None, win_ampacity:None, sum_rating:None, win_rating:None, power_factor:None, win_capacity:23, starting_node_code:None, ending_node_name:281, ending_node_code:None, other_references:None, notes:None
81 | 10757 | A4L | ON | Ontario | HONI | 1 | ac | 0.1 | 0.062 | 152.9 | 94.383 | 115 | [6 empty] | 2.11 | 69 | 76 |  | ON_BRD_JCT |  | ON_BRD_DSS |  | circuit_id:281, owner:281, planning_rgn:None, num_of_circuits:None, current:None, line_segment_length_km:7, line_segment_length_mi:7, line_length_km:7, line_length_mi:7, voltage:7, reactance:24, smax:25, sum_ampacity:None, win_ampacity:None, sum_rating:None, win_rating:None, power_factor:None, win_capacity:23, starting_node_code:None, ending_node_name:281, ending_node_code:None, other_references:None, notes:None
82 | 10758 | A4L | ON | Ontario | HONI | 1 | ac | 1.4 | 0.864 | 152.9 | 94.383 | 115 | [6 empty] | 2.11 | 69 | 76 |  | ON_BRD_JCT |  | ON_NAM_JCT |  | circuit_id:281, owner:281, planning_rgn:None, num_of_circuits:None, current:None, line_segment_length_km:7, line_segment_length_mi:7, line_length_km:7, line_length_mi:7, voltage:7, reactance:24, smax:25, sum_ampacity:None, win_ampacity:None, sum_rating:None, win_rating:None, power_factor:None, win_capacity:23, starting_node_code:None, ending_node_name:281, ending_node_code:None, other_references:None, notes:None
83 | 10759 | A4L | ON | Ontario | HONI | 1 | ac | 0.1 | 0.062 | 152.9 | 94.383 | 115 | [6 empty] | 2.11 | 69 | 76 |  | ON_NAM_JCT |  | ON_NAM_GSS |  | circuit_id:281, owner:281, planning_rgn:None, num_of_circuits:None, current:None, line_segment_length_km:7, line_segment_length_mi:7, line_length_km:7, line_length_mi:7, voltage:7, reactance:24, smax:25, sum_ampacity:None, win_ampacity:None, sum_rating:None, win_rating:None, power_factor:None, win_capacity:23, starting_node_code:None, ending_node_name:281, ending_node_code:None, other_references:None, notes:None
84 | 10760 | A4L | ON | Ontario | HONI | 1 | ac | 34.9 | 21.543 | 152.9 | 94.383 | 115 | [6 empty] | 2.11 | 69 | 76 |  | ON_NAM_JCT |  | ON_JLL_JCT |  | circuit_id:281, owner:281, planning_rgn:None, num_of_circuits:None, current:None, line_segment_length_km:7, line_segment_length_mi:7, line_length_km:7, line_length_mi:7, voltage:7, reactance:24, smax:25, sum_ampacity:None, win_ampacity:None, sum_rating:None, win_rating:None, power_factor:None, win_capacity:23, starting_node_code:None, ending_node_name:281, ending_node_code:None, other_references:None, notes:None
85 | 10761 | A4L | ON | Ontario | HONI | 1 | ac | 0.1 | 0.062 | 152.9 | 94.383 | 115 | [6 empty] | 2.11 | 69 | 76 |  | ON_JLL_JCT |  | ON_JLL_DSS |  | circuit_id:281, owner:281, planning_rgn:None, num_of_circuits:None, current:None, line_segment_length_km:7, line_segment_length_mi:7, line_length_km:7, line_length_mi:7, voltage:7, reactance:24, smax:25, sum_ampacity:None, win_ampacity:None, sum_rating:None, win_rating:None, power_factor:None, win_capacity:23, starting_node_code:None, ending_node_name:281, ending_node_code:None, other_references:None, notes:None
86 | 10762 | A4L | ON | Ontario | HONI | 1 | ac | 42.1 | 25.988 | 152.9 | 94.383 | 115 | [6 empty] | 2.11 | 69 | 76 |  | ON_JLL_JCT |  | ON_RXK_JCT |  | circuit_id:281, owner:281, planning_rgn:None, num_of_circuits:None, current:None, line_segment_length_km:7, line_segment_length_mi:7, line_length_km:7, line_length_mi:7, voltage:7, reactance:24, smax:25, sum_ampacity:None, win_ampacity:None, sum_rating:None, win_rating:None, power_factor:None, win_capacity:23, starting_node_code:None, ending_node_name:281, ending_node_code:None, other_references:None, notes:None
87 | 10763 | A4L | ON | Ontario | HONI | 1 | ac | 0.1 | 0.062 | 152.9 | 94.383 | 115 | [6 empty] | 2.11 | 69 | 76 |  | ON_RXK_JCT |  | ON_RXM_ISS |  | circuit_id:281, owner:281, planning_rgn:None, num_of_circuits:None, current:None, line_segment_length_km:7, line_segment_length_mi:7, line_length_km:7, line_length_mi:7, voltage:7, reactance:24, smax:25, sum_ampacity:None, win_ampacity:None, sum_rating:None, win_rating:None, power_factor:None, win_capacity:23, starting_node_code:None, ending_node_name:281, ending_node_code:None, other_references:None, notes:None
88 | 10764 | A4L | ON | Ontario | HONI | 1 | ac | 9 | 5.556 | 152.9 | 94.383 | 115 | [6 empty] | 2.11 | 69 | 76 |  | ON_RXK_JCT |  | ON_LLC_DSS |  | circuit_id:281, owner:281, planning_rgn:None, num_of_circuits:None, current:None, line_segment_length_km:7, line_segment_length_mi:7, line_length_km:7, line_length_mi:7, voltage:7, reactance:24, smax:25, sum_ampacity:None, win_ampacity:None, sum_rating:None, win_rating:None, power_factor:None, win_capacity:23, starting_node_code:None, ending_node_name:281, ending_node_code:None, other_references:None, notes:None
89 | 10765 | A4M | ON | Ontario | HONI | 1 | ac | 11.2 | 6.914 | 11.2 | 6.914 | 115 | [6 empty] | 3 | 98 | 108 |  | ON_MKZ_TSS |  | ON_MSL_DSS |  | circuit_id:281, owner:281, planning_rgn:None, num_of_circuits:None, current:None, line_segment_length_km:7, line_segment_length_mi:7, line_length_km:7, line_length_mi:7, voltage:7, reactance:24, smax:25, sum_ampacity:None, win_ampacity:None, sum_rating:None, win_rating:None, power_factor:None, win_capacity:23, starting_node_code:None, ending_node_name:281, ending_node_code:None, other_references:None, notes:None
90 | 10766 | A565L | ON | Ontario | HONI | 1 | ac | 135 | 83.333 | 135 | 83.333 | 500 | [6 empty] | 2.29 | 1950 | 2466 |  | ON_ASH_SWS |  | ON_LGW_DSS |  | circuit_id:281, owner:281, planning_rgn:None, num_of_circuits:None, current:None, line_segment_length_km:6, line_segment_length_mi:6, line_length_km:6, line_length_mi:6, voltage:6, reactance:24, smax:25, sum_ampacity:None, win_ampacity:None, sum_rating:None, win_rating:None, power_factor:None, win_capacity:23, starting_node_code:None, ending_node_name:281, ending_node_code:None, other_references:None, notes:None
91 | 10767 | A592K | ON | Ontario | HONI | 1 | ac | 1 | 0.617 | 1 | 0.617 | 500 | [6 empty] | 3 | 2550 | 3225 |  | ON_ASH_SWS |  | ON_K2W_GSS |  | circuit_id:281, owner:281, planning_rgn:None, num_of_circuits:None, current:None, line_segment_length_km:6, line_segment_length_mi:6, line_length_km:6, line_length_mi:6, voltage:6, reactance:24, smax:25, sum_ampacity:None, win_ampacity:None, sum_rating:None, win_rating:None, power_factor:None, win_capacity:23, starting_node_code:None, ending_node_name:281, ending_node_code:None, other_references:None, notes:None
92 | 10768 | A5A | ON | Ontario | HONI | 1 | ac | 83 | 51.235 | 100.3 | 61.914 | 115 | [6 empty] | 2.79 | 92 | 101 |  | ON_ALX_SWS |  | ON_MNV_JCT |  | circuit_id:281, owner:281, planning_rgn:None, num_of_circuits:None, current:None, line_segment_length_km:7, line_segment_length_mi:7, line_length_km:7, line_length_mi:7, voltage:7, reactance:24, smax:25, sum_ampacity:None, win_ampacity:None, sum_rating:None, win_rating:None, power_factor:None, win_capacity:23, starting_node_code:None, ending_node_name:281, ending_node_code:None, other_references:None, notes:None
93 | 10769 | A5A | ON | Ontario | HONI | 1 | ac | 8 | 4.938 | 100.3 | 61.914 | 115 | [6 empty] | 2.79 | 92 | 101 |  | ON_MNV_JCT |  | ON_SCH_JCT |  | circuit_id:281, owner:281, planning_rgn:None, num_of_circuits:None, current:None, line_segment_length_km:7, line_segment_length_mi:7, line_length_km:7, line_length_mi:7, voltage:7, reactance:24, smax:25, sum_ampacity:None, win_ampacity:None, sum_rating:None, win_rating:None, power_factor:None, win_capacity:23, starting_node_code:None, ending_node_name:281, ending_node_code:None, other_references:None, notes:None
94 | 10770 | A5A | ON | Ontario | HONI | 1 | ac | 0.1 | 0.062 | 100.3 | 61.914 | 115 | [6 empty] | 2.79 | 92 | 101 |  | ON_SCH_JCT |  | ON_SCW_DSS |  | circuit_id:281, owner:281, planning_rgn:None, num_of_circuits:None, current:None, line_segment_length_km:7, line_segment_length_mi:7, line_length_km:7, line_length_mi:7, voltage:7, reactance:24, smax:25, sum_ampacity:None, win_ampacity:None, sum_rating:None, win_rating:None, power_factor:None, win_capacity:23, starting_node_code:None, ending_node_name:281, ending_node_code:None, other_references:None, notes:None
95 | 10771 | A5A | ON | Ontario | HONI | 1 | ac | 9.2 | 5.679 | 100.3 | 61.914 | 115 | [6 empty] | 2.79 | 92 | 101 |  | ON_SCH_JCT |  | ON_AGU_SWS |  | circuit_id:281, owner:281, planning_rgn:None, num_of_circuits:None, current:None, line_segment_length_km:7, line_segment_length_mi:7, line_length_km:7, line_length_mi:7, voltage:7, reactance:24, smax:25, sum_ampacity:None, win_ampacity:None, sum_rating:None, win_rating:None, power_factor:None, win_capacity:23, starting_node_code:None, ending_node_name:281, ending_node_code:None, other_references:None, notes:None
96 | 10772 | A5H | ON | Ontario | HONI | 1 | ac | 15 | 9.259 | 61.2 | 37.778 | 115 | [6 empty] | 3 | 98 | 108 |  | ON_APT_JCT |  | ON_IRF_JCT |  | circuit_id:281, owner:281, planning_rgn:None, num_of_circuits:None, current:None, line_segment_length_km:6, line_segment_length_mi:6, line_length_km:6, line_length_mi:6, voltage:6, reactance:24, smax:25, sum_ampacity:None, win_ampacity:None, sum_rating:None, win_rating:None, power_factor:None, win_capacity:23, starting_node_code:None, ending_node_name:281, ending_node_code:None, other_references:None, notes:None
97 | 10773 | A5H | ON | Ontario | HONI | 1 | ac | 35 | 21.605 | 61.2 | 37.778 | 115 | [6 empty] | 3 | 98 | 108 |  | ON_FOU_JCT |  | ON_APT_JCT |  | circuit_id:281, owner:281, planning_rgn:None, num_of_circuits:None, current:None, line_segment_length_km:6, line_segment_length_mi:6, line_length_km:6, line_length_mi:6, voltage:6, reactance:24, smax:25, sum_ampacity:None, win_ampacity:None, sum_rating:None, win_rating:None, power_factor:None, win_capacity:23, starting_node_code:None, ending_node_name:281, ending_node_code:None, other_references:None, notes:None
98 | 10774 | A5H | ON | Ontario | HONI | 1 | ac | 10 | 6.173 | 61.2 | 37.778 | 115 | [6 empty] | 3 | 98 | 108 |  | ON_HTA_SWS |  | ON_FOU_JCT |  | circuit_id:281, owner:281, planning_rgn:None, num_of_circuits:None, current:None, line_segment_length_km:6, line_segment_length_mi:6, line_length_km:6, line_length_mi:6, voltage:6, reactance:24, smax:25, sum_ampacity:None, win_ampacity:None, sum_rating:None, win_rating:None, power_factor:None, win_capacity:23, starting_node_code:None, ending_node_name:281, ending_node_code:None, other_references:None, notes:None
99 | 10775 | A5H | ON | Ontario | HONI | 1 | ac | 0.1 | 0.062 | 61.2 | 37.778 | 115 | [6 empty] | 3 | 98 | 108 |  | ON_IRF_JCT |  | ON_IQF_JCT |  | circuit_id:281, owner:281, planning_rgn:None, num_of_circuits:None, current:None, line_segment_length_km:6, line_segment_length_mi:6, line_length_km:6, line_length_mi:6, voltage:6, reactance:24, smax:25, sum_ampacity:None, win_ampacity:None, sum_rating:None, win_rating:None, power_factor:None, win_capacity:23, starting_node_code:None, ending_node_name:281, ending_node_code:None, other_references:None, notes:None
100 | 10776 | A5H | ON | Ontario | HONI | 1 | ac | 0.1 | 0.062 | 61.2 | 37.778 | 115 | [6 empty] | 3 | 98 | 108 |  | ON_IQF_JCT |  | ON_IQF_DSS |  | circuit_id:281, owner:281, planning_rgn:None, num_of_circuits:None, current:None, line_segment_length_km:6, line_segment_length_mi:6, line_length_km:6, line_length_mi:6, voltage:6, reactance:24, smax:25, sum_ampacity:None, win_ampacity:None, sum_rating:None, win_rating:None, power_factor:None, win_capacity:23, starting_node_code:None, ending_node_name:281, ending_node_code:None, other_references:None, notes:None
101 | 10777 | A5H | ON | Ontario | HONI | 1 | ac | 1 | 0.617 | 61.2 | 37.778 | 115 | [6 empty] | 3 | 98 | 108 |  | ON_IQF_JCT |  | ON_ANS_TSS |  | circuit_id:281, owner:281, planning_rgn:None, num_of_circuits:None, current:None, line_segment_length_km:6, line_segment_length_mi:6, line_length_km:6, line_length_mi:6, voltage:6, reactance:24, smax:25, sum_ampacity:None, win_ampacity:None, sum_rating:None, win_rating:None, power_factor:None, win_capacity:23, starting_node_code:None, ending_node_name:281, ending_node_code:None, other_references:None, notes:None
102 | 10778 | A5RK | ON | Ontario | HONI | 1 | ac | 2.6 | 1.605 | 18.9 | 11.667 | 115 | [6 empty] | 3 | 98 | 108 |  | ON_HWT_TSS |  | ON_BLB_JCT |  | circuit_id:281, owner:281, planning_rgn:None, num_of_circuits:None, current:None, line_segment_length_km:7, line_segment_length_mi:7, line_length_km:7, line_length_mi:7, voltage:7, reactance:24, smax:25, sum_ampacity:None, win_ampacity:None, sum_rating:None, win_rating:None, power_factor:None, win_capacity:23, starting_node_code:None, ending_node_name:281, ending_node_code:None, other_references:None, notes:None
103 | 10779 | A5RK | ON | Ontario | HONI | 1 | ac | 2.9 | 1.79 | 18.9 | 11.667 | 115 | [6 empty] | 3 | 98 | 108 |  | ON_BLB_JCT |  | ON_RSS_DSS |  | circuit_id:281, owner:281, planning_rgn:None, num_of_circuits:None, current:None, line_segment_length_km:7, line_segment_length_mi:7, line_length_km:7, line_length_mi:7, voltage:7, reactance:24, smax:25, sum_ampacity:None, win_ampacity:None, sum_rating:None, win_rating:None, power_factor:None, win_capacity:23, starting_node_code:None, ending_node_name:281, ending_node_code:None, other_references:None, notes:None
104 | 10780 | A5RK | ON | Ontario | HONI | 1 | ac | 1 | 0.617 | 18.9 | 11.667 | 115 | [6 empty] | 3 | 98 | 108 |  | ON_RSS_DSS |  | ON_RVD_JCT |  | circuit_id:281, owner:281, planning_rgn:None, num_of_circuits:None, current:None, line_segment_length_km:7, line_segment_length_mi:7, line_length_km:7, line_length_mi:7, voltage:7, reactance:24, smax:25, sum_ampacity:None, win_ampacity:None, sum_rating:None, win_rating:None, power_factor:None, win_capacity:23, starting_node_code:None, ending_node_name:281, ending_node_code:None, other_references:None, notes:None
105 | 10781 | A5RK | ON | Ontario | HONI | 1 | ac | 2.3 | 1.42 | 18.9 | 11.667 | 115 | [6 empty] | 3 | 98 | 108 |  | ON_RVD_JCT |  | ON_RVD_DSS |  | circuit_id:281, owner:281, planning_rgn:None, num_of_circuits:None, current:None, line_segment_length_km:7, line_segment_length_mi:7, line_length_km:7, line_length_mi:7, voltage:7, reactance:24, smax:25, sum_ampacity:None, win_ampacity:None, sum_rating:None, win_rating:None, power_factor:None, win_capacity:23, starting_node_code:None, ending_node_name:281, ending_node_code:None, other_references:None, notes:None
106 | 10782 | A5RK | ON | Ontario | HONI | 1 | ac | 3.8 | 2.346 | 18.9 | 11.667 | 115 | [6 empty] | 3 | 98 | 108 |  | ON_RVD_DSS |  | ON_SLT_DSS |  | circuit_id:281, owner:281, planning_rgn:None, num_of_circuits:None, current:None, line_segment_length_km:7, line_segment_length_mi:7, line_length_km:7, line_length_mi:7, voltage:7, reactance:24, smax:25, sum_ampacity:None, win_ampacity:None, sum_rating:None, win_rating:None, power_factor:None, win_capacity:23, starting_node_code:None, ending_node_name:281, ending_node_code:None, other_references:None, notes:None
107 | 10783 | A5RK | ON | Ontario | HONI | 1 | ac | 2.1 | 1.296 | 18.9 | 11.667 | 115 | [6 empty] | 3 | 98 | 108 |  | ON_RVD_JCT |  | ON_A5R_JCT |  | circuit_id:281, owner:281, planning_rgn:None, num_of_circuits:None, current:None, line_segment_length_km:7, line_segment_length_mi:7, line_length_km:7, line_length_mi:7, voltage:7, reactance:24, smax:25, sum_ampacity:None, win_ampacity:None, sum_rating:None, win_rating:None, power_factor:None, win_capacity:23, starting_node_code:None, ending_node_name:281, ending_node_code:None, other_references:None, notes:None
108 | 10784 | A5RK | ON | Ontario | HONI | 1 | ac | 0.1 | 0.062 | 18.9 | 11.667 | 115 | [6 empty] | 3 | 98 | 108 |  | ON_A5R_JCT |  | ON_OVB_DSS |  | circuit_id:281, owner:281, planning_rgn:None, num_of_circuits:None, current:None, line_segment_length_km:7, line_segment_length_mi:7, line_length_km:7, line_length_mi:7, voltage:7, reactance:24, smax:25, sum_ampacity:None, win_ampacity:None, sum_rating:None, win_rating:None, power_factor:None, win_capacity:23, starting_node_code:None, ending_node_name:281, ending_node_code:None, other_references:None, notes:None
109 | 10785 | A5RK | ON | Ontario | HONI | 1 | ac | 4.1 | 2.531 | 18.9 | 11.667 | 115 | [6 empty] | 3 | 98 | 108 |  | ON_OVB_DSS |  | ON_KNE_DSS |  | circuit_id:281, owner:281, planning_rgn:None, num_of_circuits:None, current:None, line_segment_length_km:7, line_segment_length_mi:7, line_length_km:7, line_length_mi:7, voltage:7, reactance:24, smax:25, sum_ampacity:None, win_ampacity:None, sum_rating:None, win_rating:None, power_factor:None, win_capacity:23, starting_node_code:None, ending_node_name:281, ending_node_code:None, other_references:None, notes:None
110 | 10786 | A6C | ON | Ontario | HONI | 1 | ac | 3 | 1.852 | 21 | 12.963 | 115 | [6 empty] | 3 | 98 | 108 |  | ON_ALL_TSS |  | ON_HRC_JCT |  | circuit_id:281, owner:281, planning_rgn:None, num_of_circuits:None, current:None, line_segment_length_km:7, line_segment_length_mi:7, line_length_km:7, line_length_mi:7, voltage:7, reactance:24, smax:25, sum_ampacity:None, win_ampacity:None, sum_rating:None, win_rating:None, power_factor:None, win_capacity:23, starting_node_code:None, ending_node_name:281, ending_node_code:None, other_references:None, notes:None
111 | 10787 | A6C | ON | Ontario | HONI | 1 | ac | 3 | 1.852 | 21 | 12.963 | 115 | [6 empty] | 3 | 98 | 108 |  | ON_HRC_JCT |  | ON_BFG_JCT |  | circuit_id:281, owner:281, planning_rgn:None, num_of_circuits:None, current:None, line_segment_length_km:7, line_segment_length_mi:7, line_length_km:7, line_length_mi:7, voltage:7, reactance:24, smax:25, sum_ampacity:None, win_ampacity:None, sum_rating:None, win_rating:None, power_factor:None, win_capacity:23, starting_node_code:None, ending_node_name:281, ending_node_code:None, other_references:None, notes:None
112 | 10788 | A6C | ON | Ontario | HONI | 1 | ac | 1 | 0.617 | 21 | 12.963 | 115 | [6 empty] | 3 | 98 | 108 |  | ON_BFG_JCT |  | ON_CYT_ISS |  | circuit_id:281, owner:281, planning_rgn:None, num_of_circuits:None, current:None, line_segment_length_km:7, line_segment_length_mi:7, line_length_km:7, line_length_mi:7, voltage:7, reactance:24, smax:25, sum_ampacity:None, win_ampacity:None, sum_rating:None, win_rating:None, power_factor:None, win_capacity:23, starting_node_code:None, ending_node_name:281, ending_node_code:None, other_references:None, notes:None
113 | 10789 | A6C | ON | Ontario | HONI | 1 | ac | 1 | 0.617 | 21 | 12.963 | 115 | [6 empty] | 3 | 98 | 108 |  | ON_BFG_JCT |  | ON_OXY_ISS |  | circuit_id:281, owner:281, planning_rgn:None, num_of_circuits:None, current:None, line_segment_length_km:7, line_segment_length_mi:7, line_length_km:7, line_length_mi:7, voltage:7, reactance:24, smax:25, sum_ampacity:None, win_ampacity:None, sum_rating:None, win_rating:None, power_factor:None, win_capacity:23, starting_node_code:None, ending_node_name:281, ending_node_code:None, other_references:None, notes:None
114 | 10790 | A6C | ON | Ontario | HONI | 1 | ac | 7 | 4.321 | 21 | 12.963 | 115 | [6 empty] | 3 | 98 | 108 |  | ON_HRC_JCT |  | ON_MIC_JCT |  | circuit_id:281, owner:281, planning_rgn:None, num_of_circuits:None, current:None, line_segment_length_km:7, line_segment_length_mi:7, line_length_km:7, line_length_mi:7, voltage:7, reactance:24, smax:25, sum_ampacity:None, win_ampacity:None, sum_rating:None, win_rating:None, power_factor:None, win_capacity:23, starting_node_code:None, ending_node_name:281, ending_node_code:None, other_references:None, notes:None
115 | 10791 | A6C | ON | Ontario | HONI | 1 | ac | 6 | 3.704 | 21 | 12.963 | 115 | [6 empty] | 3 | 98 | 108 |  | ON_MIC_JCT |  | ON_CRL_DSS |  | circuit_id:281, owner:281, planning_rgn:None, num_of_circuits:None, current:None, line_segment_length_km:7, line_segment_length_mi:7, line_length_km:7, line_length_mi:7, voltage:7, reactance:24, smax:25, sum_ampacity:None, win_ampacity:None, sum_rating:None, win_rating:None, power_factor:None, win_capacity:23, starting_node_code:None, ending_node_name:281, ending_node_code:None, other_references:None, notes:None
116 | 10792 | A6P | ON | Ontario | HONI | 1 | ac | 90.8 | 56.049 | 106.6 | 65.802 | 115 | [6 empty] | 2.68 | 88 | 97 |  | ON_ALX_SWS |  | ON_RSV_JCT |  | circuit_id:281, owner:281, planning_rgn:None, num_of_circuits:None, current:None, line_segment_length_km:7, line_segment_length_mi:7, line_length_km:7, line_length_mi:7, voltage:7, reactance:24, smax:25, sum_ampacity:None, win_ampacity:None, sum_rating:None, win_rating:None, power_factor:None, win_capacity:23, starting_node_code:None, ending_node_name:281, ending_node_code:None, other_references:None, notes:None
117 | 10793 | A6P | ON | Ontario | HONI | 1 | ac | 15.8 | 9.753 | 106.6 | 65.802 | 115 | [6 empty] | 2.68 | 88 | 97 |  | ON_RSV_JCT |  | ON_PTA_DSS |  | circuit_id:281, owner:281, planning_rgn:None, num_of_circuits:None, current:None, line_segment_length_km:7, line_segment_length_mi:7, line_length_km:7, line_length_mi:7, voltage:7, reactance:24, smax:25, sum_ampacity:None, win_ampacity:None, sum_rating:None, win_rating:None, power_factor:None, win_capacity:23, starting_node_code:None, ending_node_name:281, ending_node_code:None, other_references:None, notes:None
118 | 10794 | A6R | ON | Ontario | HONI | 1 | ac | 2.6 | 1.605 | 11 | 6.79 | 115 | [6 empty] | 3 | 98 | 108 |  | ON_HWT_TSS |  | ON_BLB_JCT |  | circuit_id:281, owner:281, planning_rgn:None, num_of_circuits:None, current:None, line_segment_length_km:7, line_segment_length_mi:7, line_length_km:7, line_length_mi:7, voltage:7, reactance:24, smax:25, sum_ampacity:None, win_ampacity:None, sum_rating:None, win_rating:None, power_factor:None, win_capacity:23, starting_node_code:None, ending_node_name:281, ending_node_code:None, other_references:None, notes:None
119 | 10795 | A6R | ON | Ontario | HONI | 1 | ac | 2.9 | 1.79 | 11 | 6.79 | 115 | [6 empty] | 3 | 98 | 108 |  | ON_BLB_JCT |  | ON_RSS_DSS |  | circuit_id:281, owner:281, planning_rgn:None, num_of_circuits:None, current:None, line_segment_length_km:7, line_segment_length_mi:7, line_length_km:7, line_length_mi:7, voltage:7, reactance:24, smax:25, sum_ampacity:None, win_ampacity:None, sum_rating:None, win_rating:None, power_factor:None, win_capacity:23, starting_node_code:None, ending_node_name:281, ending_node_code:None, other_references:None, notes:None
120 | 10796 | A6R | ON | Ontario | HONI | 1 | ac | 1 | 0.617 | 11 | 6.79 | 115 | [6 empty] | 3 | 98 | 108 |  | ON_RSS_DSS |  | ON_RVD_JCT |  | circuit_id:281, owner:281, planning_rgn:None, num_of_circuits:None, current:None, line_segment_length_km:7, line_segment_length_mi:7, line_length_km:7, line_length_mi:7, voltage:7, reactance:24, smax:25, sum_ampacity:None, win_ampacity:None, sum_rating:None, win_rating:None, power_factor:None, win_capacity:23, starting_node_code:None, ending_node_name:281, ending_node_code:None, other_references:None, notes:None
121 | 10797 | A6R | ON | Ontario | HONI | 1 | ac | 0.5 | 0.309 | 11 | 6.79 | 115 | [6 empty] | 3 | 98 | 108 |  | ON_RVD_JCT |  | ON_OHS_JCT |  | circuit_id:281, owner:281, planning_rgn:None, num_of_circuits:None, current:None, line_segment_length_km:7, line_segment_length_mi:7, line_length_km:7, line_length_mi:7, voltage:7, reactance:24, smax:25, sum_ampacity:None, win_ampacity:None, sum_rating:None, win_rating:None, power_factor:None, win_capacity:23, starting_node_code:None, ending_node_name:281, ending_node_code:None, other_references:None, notes:None
122 | 10798 | A6R | ON | Ontario | HONI | 1 | ac | 2 | 1.235 | 11 | 6.79 | 115 | [6 empty] | 3 | 98 | 108 |  | ON_OHS_JCT |  | ON_OHS_GSS |  | circuit_id:281, owner:281, planning_rgn:None, num_of_circuits:None, current:None, line_segment_length_km:7, line_segment_length_mi:7, line_length_km:7, line_length_mi:7, voltage:7, reactance:24, smax:25, sum_ampacity:None, win_ampacity:None, sum_rating:None, win_rating:None, power_factor:None, win_capacity:23, starting_node_code:None, ending_node_name:281, ending_node_code:None, other_references:None, notes:None
123 | 10799 | A6R | ON | Ontario | HONI | 1 | ac | 2 | 1.235 | 11 | 6.79 | 115 | [6 empty] | 3 | 98 | 108 |  | ON_OHS_JCT |  | ON_RVD_DSS |  | circuit_id:281, owner:281, planning_rgn:None, num_of_circuits:None, current:None, line_segment_length_km:7, line_segment_length_mi:7, line_length_km:7, line_length_mi:7, voltage:7, reactance:24, smax:25, sum_ampacity:None, win_ampacity:None, sum_rating:None, win_rating:None, power_factor:None, win_capacity:23, starting_node_code:None, ending_node_name:281, ending_node_code:None, other_references:None, notes:None
124 | 10800 | A7C | ON | Ontario | HONI | 1 | ac | 3 | 1.852 | 21 | 12.963 | 115 | [6 empty] | 3 | 98 | 108 |  | ON_ALL_TSS |  | ON_HRC_JCT |  | circuit_id:281, owner:281, planning_rgn:None, num_of_circuits:None, current:None, line_segment_length_km:7, line_segment_length_mi:7, line_length_km:7, line_length_mi:7, voltage:7, reactance:24, smax:25, sum_ampacity:None, win_ampacity:None, sum_rating:None, win_rating:None, power_factor:None, win_capacity:23, starting_node_code:None, ending_node_name:281, ending_node_code:None, other_references:None, notes:None
125 | 10801 | A7C | ON | Ontario | HONI | 1 | ac | 3 | 1.852 | 21 | 12.963 | 115 | [6 empty] | 3 | 98 | 108 |  | ON_HRC_JCT |  | ON_BFG_JCT |  | circuit_id:281, owner:281, planning_rgn:None, num_of_circuits:None, current:None, line_segment_length_km:7, line_segment_length_mi:7, line_length_km:7, line_length_mi:7, voltage:7, reactance:24, smax:25, sum_ampacity:None, win_ampacity:None, sum_rating:None, win_rating:None, power_factor:None, win_capacity:23, starting_node_code:None, ending_node_name:281, ending_node_code:None, other_references:None, notes:None
126 | 10802 | A7C | ON | Ontario | HONI | 1 | ac | 1 | 0.617 | 21 | 12.963 | 115 | [6 empty] | 3 | 98 | 108 |  | ON_BFG_JCT |  | ON_CYT_ISS |  | circuit_id:281, owner:281, planning_rgn:None, num_of_circuits:None, current:None, line_segment_length_km:7, line_segment_length_mi:7, line_length_km:7, line_length_mi:7, voltage:7, reactance:24, smax:25, sum_ampacity:None, win_ampacity:None, sum_rating:None, win_rating:None, power_factor:None, win_capacity:23, starting_node_code:None, ending_node_name:281, ending_node_code:None, other_references:None, notes:None
127 | 10803 | A7C | ON | Ontario | HONI | 1 | ac | 1 | 0.617 | 21 | 12.963 | 115 | [6 empty] | 3 | 98 | 108 |  | ON_BFG_JCT |  | ON_OXY_ISS |  | circuit_id:281, owner:281, planning_rgn:None, num_of_circuits:None, current:None, line_segment_length_km:7, line_segment_length_mi:7, line_length_km:7, line_length_mi:7, voltage:7, reactance:24, smax:25, sum_ampacity:None, win_ampacity:None, sum_rating:None, win_rating:None, power_factor:None, win_capacity:23, starting_node_code:None, ending_node_name:281, ending_node_code:None, other_references:None, notes:None
128 | 10804 | A7C | ON | Ontario | HONI | 1 | ac | 7 | 4.321 | 21 | 12.963 | 115 | [6 empty] | 3 | 98 | 108 |  | ON_HRC_JCT |  | ON_MIC_JCT |  | circuit_id:281, owner:281, planning_rgn:None, num_of_circuits:None, current:None, line_segment_length_km:7, line_segment_length_mi:7, line_length_km:7, line_length_mi:7, voltage:7, reactance:24, smax:25, sum_ampacity:None, win_ampacity:None, sum_rating:None, win_rating:None, power_factor:None, win_capacity:23, starting_node_code:None, ending_node_name:281, ending_node_code:None, other_references:None, notes:None
129 | 10805 | A7C | ON | Ontario | HONI | 1 | ac | 6 | 3.704 | 21 | 12.963 | 115 | [6 empty] | 3 | 98 | 108 |  | ON_MIC_JCT |  | ON_CRL_DSS |  | circuit_id:281, owner:281, planning_rgn:None, num_of_circuits:None, current:None, line_segment_length_km:7, line_segment_length_mi:7, line_length_km:7, line_length_mi:7, voltage:7, reactance:24, smax:25, sum_ampacity:None, win_ampacity:None, sum_rating:None, win_rating:None, power_factor:None, win_capacity:23, starting_node_code:None, ending_node_name:281, ending_node_code:None, other_references:None, notes:None
130 | 10806 | A7L | ON | Ontario | HONI | 1 | ac | 15.8 | 9.753 | 107 | 66.049 | 115 | [6 empty] | 2.67 | 88 | 97 |  | ON_ALX_SWS |  | ON_RSV_JCT |  | circuit_id:281, owner:281, planning_rgn:None, num_of_circuits:None, current:None, line_segment_length_km:7, line_segment_length_mi:7, line_length_km:7, line_length_mi:7, voltage:7, reactance:24, smax:25, sum_ampacity:None, win_ampacity:None, sum_rating:None, win_rating:None, power_factor:None, win_capacity:23, starting_node_code:None, ending_node_name:281, ending_node_code:None, other_references:None, notes:None
131 | 10807 | A7L | ON | Ontario | HONI | 1 | ac | 91.2 | 56.296 | 107 | 66.049 | 115 | [6 empty] | 2.67 | 88 | 97 |  | ON_RSV_JCT |  | ON_LKH_TSS |  | circuit_id:281, owner:281, planning_rgn:None, num_of_circuits:None, current:None, line_segment_length_km:7, line_segment_length_mi:7, line_length_km:7, line_length_mi:7, voltage:7, reactance:24, smax:25, sum_ampacity:None, win_ampacity:None, sum_rating:None, win_rating:None, power_factor:None, win_capacity:23, starting_node_code:None, ending_node_name:281, ending_node_code:None, other_references:None, notes:None
132 | 10808 | A8G | ON | Ontario | HONI | 1 | ac | 40 | 24.691 | 59 | 36.42 | 115 | [6 empty] | 3 | 98 | 108 |  | ON_RSD_JCT |  | ON_RLW_JCT |  | circuit_id:281, owner:281, planning_rgn:None, num_of_circuits:None, current:None, line_segment_length_km:7, line_segment_length_mi:7, line_length_km:7, line_length_mi:7, voltage:7, reactance:24, smax:25, sum_ampacity:None, win_ampacity:None, sum_rating:None, win_rating:None, power_factor:None, win_capacity:23, starting_node_code:None, ending_node_name:281, ending_node_code:None, other_references:None, notes:None
133 | 10809 | A8G | ON | Ontario | HONI | 1 | ac | 3 | 1.852 | 59 | 36.42 | 115 | [6 empty] | 3 | 98 | 108 |  | ON_RLW_JCT |  | ON_GLF_JCT |  | circuit_id:281, owner:281, planning_rgn:None, num_of_circuits:None, current:None, line_segment_length_km:7, line_segment_length_mi:7, line_length_km:7, line_length_mi:7, voltage:7, reactance:24, smax:25, sum_ampacity:None, win_ampacity:None, sum_rating:None, win_rating:None, power_factor:None, win_capacity:23, starting_node_code:None, ending_node_name:281, ending_node_code:None, other_references:None, notes:None
134 | 10810 | A8G | ON | Ontario | HONI | 1 | ac | 12 | 7.407 | 59 | 36.42 | 115 | [6 empty] | 3 | 98 | 108 |  | ON_GLF_JCT |  | ON_BCH_JCT |  | circuit_id:281, owner:281, planning_rgn:None, num_of_circuits:None, current:None, line_segment_length_km:7, line_segment_length_mi:7, line_length_km:7, line_length_mi:7, voltage:7, reactance:24, smax:25, sum_ampacity:None, win_ampacity:None, sum_rating:None, win_rating:None, power_factor:None, win_capacity:23, starting_node_code:None, ending_node_name:281, ending_node_code:None, other_references:None, notes:None
135 | 10811 | A8G | ON | Ontario | HONI | 1 | ac | 4 | 2.469 | 59 | 36.42 | 115 | [6 empty] | 3 | 98 | 108 |  | ON_BCH_JCT |  | ON_GAG_DSS |  | circuit_id:281, owner:281, planning_rgn:None, num_of_circuits:None, current:None, line_segment_length_km:7, line_segment_length_mi:7, line_length_km:7, line_length_mi:7, voltage:7, reactance:24, smax:25, sum_ampacity:None, win_ampacity:None, sum_rating:None, win_rating:None, power_factor:None, win_capacity:23, starting_node_code:None, ending_node_name:281, ending_node_code:None, other_references:None, notes:None
136 | 10812 | A8K | ON | Ontario | HONI | 1 | ac | 13 | 8.025 | 133.6 | 82.469 | 115 | [6 empty] | 2.31 | 76 | 83 |  | ON_A19_JCT |  | ON_MTT_JCT |  | circuit_id:281, owner:281, planning_rgn:None, num_of_circuits:None, current:None, line_segment_length_km:6, line_segment_length_mi:6, line_length_km:6, line_length_mi:6, voltage:6, reactance:24, smax:25, sum_ampacity:None, win_ampacity:None, sum_rating:None, win_rating:None, power_factor:None, win_capacity:23, starting_node_code:None, ending_node_name:281, ending_node_code:None, other_references:None, notes:None
137 | 10813 | A8K | ON | Ontario | HONI | 1 | ac | 45 | 27.778 | 133.6 | 82.469 | 115 | [6 empty] | 2.31 | 76 | 83 |  | ON_A47_JCT |  | ON_KLL_DSS |  | circuit_id:281, owner:281, planning_rgn:None, num_of_circuits:None, current:None, line_segment_length_km:6, line_segment_length_mi:6, line_length_km:6, line_length_mi:6, voltage:6, reactance:24, smax:25, sum_ampacity:None, win_ampacity:None, sum_rating:None, win_rating:None, power_factor:None, win_capacity:23, starting_node_code:None, ending_node_name:281, ending_node_code:None, other_references:None, notes:None
138 | 10814 | A8K | ON | Ontario | HONI | 1 | ac | 0.5 | 0.309 | 133.6 | 82.469 | 115 | [6 empty] | 2.31 | 76 | 83 |  | ON_ANS_TSS |  | ON_A19_JCT |  | circuit_id:281, owner:281, planning_rgn:None, num_of_circuits:None, current:None, line_segment_length_km:6, line_segment_length_mi:6, line_length_km:6, line_length_mi:6, voltage:6, reactance:24, smax:25, sum_ampacity:None, win_ampacity:None, sum_rating:None, win_rating:None, power_factor:None, win_capacity:23, starting_node_code:None, ending_node_name:281, ending_node_code:None, other_references:None, notes:None
139 | 10815 | A8K | ON | Ontario | HONI | 1 | ac | 75 | 46.296 | 133.6 | 82.469 | 115 | [6 empty] | 2.31 | 76 | 83 |  | ON_MTT_JCT |  | ON_A47_JCT |  | circuit_id:281, owner:281, planning_rgn:None, num_of_circuits:None, current:None, line_segment_length_km:6, line_segment_length_mi:6, line_length_km:6, line_length_mi:6, voltage:6, reactance:24, smax:25, sum_ampacity:None, win_ampacity:None, sum_rating:None, win_rating:None, power_factor:None, win_capacity:23, starting_node_code:None, ending_node_name:281, ending_node_code:None, other_references:None, notes:None
140 | 10816 | A8K | ON | Ontario | HONI | 1 | ac | 0.1 | 0.062 | 133.6 | 82.469 | 115 | [6 empty] | 2.31 | 76 | 83 |  | ON_MTT_JCT |  | ON_MTT_SWS |  | circuit_id:281, owner:281, planning_rgn:None, num_of_circuits:None, current:None, line_segment_length_km:6, line_segment_length_mi:6, line_length_km:6, line_length_mi:6, voltage:6, reactance:24, smax:25, sum_ampacity:None, win_ampacity:None, sum_rating:None, win_rating:None, power_factor:None, win_capacity:23, starting_node_code:None, ending_node_name:281, ending_node_code:None, other_references:None, notes:None
141 | 10817 | A8L | ON | Ontario | HONI | 1 | ac | 98.2 | 60.617 | 98.2 | 60.617 | 115 | [6 empty] | 2.83 | 93 | 102 |  | ON_ALX_SWS |  | ON_LKH_TSS |  | circuit_id:281, owner:281, planning_rgn:None, num_of_circuits:None, current:None, line_segment_length_km:7, line_segment_length_mi:7, line_length_km:7, line_length_mi:7, voltage:7, reactance:24, smax:25, sum_ampacity:None, win_ampacity:None, sum_rating:None, win_rating:None, power_factor:None, win_capacity:23, starting_node_code:None, ending_node_name:281, ending_node_code:None, other_references:None, notes:None
142 | 10818 | A8M | ON | Ontario | HONI | 1 | ac | 4.8 | 2.963 | 11.5 | 7.099 | 115 | [6 empty] | 3 | 98 | 108 |  | ON_BIL_JCT |  | ON_MER_TSS |  | circuit_id:281, owner:281, planning_rgn:None, num_of_circuits:None, current:None, line_segment_length_km:7, line_segment_length_mi:7, line_length_km:7, line_length_mi:7, voltage:7, reactance:24, smax:25, sum_ampacity:None, win_ampacity:None, sum_rating:None, win_rating:None, power_factor:None, win_capacity:23, starting_node_code:None, ending_node_name:281, ending_node_code:None, other_references:None, notes:None
143 | 10819 | A8M | ON | Ontario | HONI | 1 | ac | 3.5 | 2.16 | 11.5 | 7.099 | 115 | [6 empty] | 3 | 98 | 108 |  | ON_BIL_JCT |  | ON_UPL_JCT |  | circuit_id:281, owner:281, planning_rgn:None, num_of_circuits:None, current:None, line_segment_length_km:7, line_segment_length_mi:7, line_length_km:7, line_length_mi:7, voltage:7, reactance:24, smax:25, sum_ampacity:None, win_ampacity:None, sum_rating:None, win_rating:None, power_factor:None, win_capacity:23, starting_node_code:None, ending_node_name:281, ending_node_code:None, other_references:None, notes:None
144 | 10820 | A8M | ON | Ontario | HONI | 1 | ac | 0.1 | 0.062 | 11.5 | 7.099 | 115 | [6 empty] | 3 | 98 | 108 |  | ON_UPL_JCT |  | ON_NAE_ISS |  | circuit_id:281, owner:281, planning_rgn:None, num_of_circuits:None, current:None, line_segment_length_km:7, line_segment_length_mi:7, line_length_km:7, line_length_mi:7, voltage:7, reactance:24, smax:25, sum_ampacity:None, win_ampacity:None, sum_rating:None, win_rating:None, power_factor:None, win_capacity:23, starting_node_code:None, ending_node_name:281, ending_node_code:None, other_references:None, notes:None
145 | 10821 | A8M | ON | Ontario | HONI | 1 | ac | 0.1 | 0.062 | 11.5 | 7.099 | 115 | [6 empty] | 3 | 98 | 108 |  | ON_UPL_JCT |  | ON_UPL_DSS |  | circuit_id:281, owner:281, planning_rgn:None, num_of_circuits:None, current:None, line_segment_length_km:7, line_segment_length_mi:7, line_length_km:7, line_length_mi:7, voltage:7, reactance:24, smax:25, sum_ampacity:None, win_ampacity:None, sum_rating:None, win_rating:None, power_factor:None, win_capacity:23, starting_node_code:None, ending_node_name:281, ending_node_code:None, other_references:None, notes:None
146 | 10822 | A8M | ON | Ontario | HONI | 1 | ac | 3 | 1.852 | 11.5 | 7.099 | 115 | [6 empty] | 3 | 98 | 108 |  | ON_BIL_JCT |  | ON_HWT_TSS |  | circuit_id:281, owner:281, planning_rgn:None, num_of_circuits:None, current:None, line_segment_length_km:7, line_segment_length_mi:7, line_length_km:7, line_length_mi:7, voltage:7, reactance:24, smax:25, sum_ampacity:None, win_ampacity:None, sum_rating:None, win_rating:None, power_factor:None, win_capacity:23, starting_node_code:None, ending_node_name:281, ending_node_code:None, other_references:None, notes:None
147 | 10823 | A9K | ON | Ontario | HONI | 1 | ac | 13 | 8.025 | 133.1 | 82.16 | 115 | [6 empty] | 2.32 | 76 | 84 |  | ON_ANS_TSS |  | ON_MON_JCT |  | circuit_id:281, owner:281, planning_rgn:None, num_of_circuits:None, current:None, line_segment_length_km:6, line_segment_length_mi:6, line_length_km:6, line_length_mi:6, voltage:6, reactance:24, smax:25, sum_ampacity:None, win_ampacity:None, sum_rating:None, win_rating:None, power_factor:None, win_capacity:23, starting_node_code:None, ending_node_name:281, ending_node_code:None, other_references:None, notes:None
148 | 10824 | A9K | ON | Ontario | HONI | 1 | ac | 0.1 | 0.062 | 133.1 | 82.16 | 115 | [6 empty] | 2.32 | 76 | 84 |  | ON_MON_JCT |  | ON_MON_DSS |  | circuit_id:281, owner:281, planning_rgn:None, num_of_circuits:None, current:None, line_segment_length_km:6, line_segment_length_mi:6, line_length_km:6, line_length_mi:6, voltage:6, reactance:24, smax:25, sum_ampacity:None, win_ampacity:None, sum_rating:None, win_rating:None, power_factor:None, win_capacity:23, starting_node_code:None, ending_node_name:281, ending_node_code:None, other_references:None, notes:None
149 | 10825 | A9K | ON | Ontario | HONI | 1 | ac | 60 | 37.037 | 133.1 | 82.16 | 115 | [6 empty] | 2.32 | 76 | 84 |  | ON_MON_JCT |  | ON_RMR_DSS |  | circuit_id:281, owner:281, planning_rgn:None, num_of_circuits:None, current:None, line_segment_length_km:6, line_segment_length_mi:6, line_length_km:6, line_length_mi:6, voltage:6, reactance:24, smax:25, sum_ampacity:None, win_ampacity:None, sum_rating:None, win_rating:None, power_factor:None, win_capacity:23, starting_node_code:None, ending_node_name:281, ending_node_code:None, other_references:None, notes:None
150 | 10826 | A9K | ON | Ontario | HONI | 1 | ac | 60 | 37.037 | 133.1 | 82.16 | 115 | [6 empty] | 2.32 | 76 | 84 |  | ON_RMR_DSS |  | ON_KLL_DSS |  | circuit_id:281, owner:281, planning_rgn:None, num_of_circuits:None, current:None, line_segment_length_km:6, line_segment_length_mi:6, line_length_km:6, line_length_mi:6, voltage:6, reactance:24, smax:25, sum_ampacity:None, win_ampacity:None, sum_rating:None, win_rating:None, power_factor:None, win_capacity:23, starting_node_code:None, ending_node_name:281, ending_node_code:None, other_references:None, notes:None
151 | 10827 | ALGOMA1 | ON | Ontario | HONI | 1 | ac | 3 | 1.852 | 3 | 1.852 | 115 | [6 empty] | 3 | 98 | 108 |  | ON_TDL_DSS |  | ON_PTS_DSS | Also called "No. 1 Algoma" | circuit_id:None, owner:None, planning_rgn:None, num_of_circuits:None, current:None, line_segment_length_km:7, line_segment_length_mi:7, line_length_km:7, line_length_mi:7, voltage:7, reactance:24, smax:25, sum_ampacity:None, win_ampacity:None, sum_rating:None, win_rating:None, power_factor:None, win_capacity:23, starting_node_code:None, ending_node_name:281, ending_node_code:None, other_references:None, notes:None
152 | 10828 | ALGOMA2 | ON | Ontario | HONI | 1 | ac | 3 | 1.852 | 3 | 1.852 | 115 | [6 empty] | 3 | 98 | 108 |  | ON_TDL_DSS |  | ON_PTS_DSS | Also called "No. 2 Algoma" | circuit_id:None, owner:None, planning_rgn:None, num_of_circuits:None, current:None, line_segment_length_km:7, line_segment_length_mi:7, line_length_km:7, line_length_mi:7, voltage:7, reactance:24, smax:25, sum_ampacity:None, win_ampacity:None, sum_rating:None, win_rating:None, power_factor:None, win_capacity:23, starting_node_code:None, ending_node_name:281, ending_node_code:None, other_references:None, notes:None
153 | 10829 | ALGOMA3 | ON | Ontario | HONI | 1 | ac | 3 | 1.852 | 3 | 1.852 | 115 | [6 empty] | 3 | 98 | 108 |  | ON_TDL_DSS |  | ON_PTS_DSS | Also called "No. 3 Algoma" | circuit_id:None, owner:None, planning_rgn:None, num_of_circuits:None, current:None, line_segment_length_km:7, line_segment_length_mi:7, line_length_km:7, line_length_mi:7, voltage:7, reactance:24, smax:25, sum_ampacity:None, win_ampacity:None, sum_rating:None, win_rating:None, power_factor:None, win_capacity:23, starting_node_code:None, ending_node_name:281, ending_node_code:None, other_references:None, notes:None
154 | 10830 | ANDREWS1 | ON | Ontario | HONI | 1 | ac | 5 | 3.086 | 5 | 3.086 | 115 | [6 empty] | 3 | 98 | 108 |  | ON_GSO_DSS |  | ON_AND_DSS |  | circuit_id:None, owner:None, planning_rgn:None, num_of_circuits:None, current:None, line_segment_length_km:7, line_segment_length_mi:7, line_length_km:7, line_length_mi:7, voltage:7, reactance:24, smax:25, sum_ampacity:None, win_ampacity:None, sum_rating:None, win_rating:None, power_factor:None, win_capacity:23, starting_node_code:None, ending_node_name:281, ending_node_code:None, other_references:None, notes:None
155 | 10831 | B1 | ON | Ontario | HONI | 1 | ac | 2 | 1.235 | 2 | 1.235 | 115 | [6 empty] | 3 | 98 | 108 |  | ON_BCR_JCT |  | ON_BCH_DSS |  | circuit_id:281, owner:281, planning_rgn:None, num_of_circuits:None, current:None, line_segment_length_km:7, line_segment_length_mi:7, line_length_km:7, line_length_mi:7, voltage:7, reactance:24, smax:25, sum_ampacity:None, win_ampacity:None, sum_rating:None, win_rating:None, power_factor:None, win_capacity:23, starting_node_code:None, ending_node_name:281, ending_node_code:None, other_references:None, notes:None
156 | 10832 | B10 | ON | Ontario | HONI | 1 | ac | 15 | 9.259 | 16.1 | 9.938 | 115 | [6 empty] | 3 | 98 | 108 |  | ON_BUR_DSS |  | ON_GAG_JCT |  | circuit_id:281, owner:281, planning_rgn:None, num_of_circuits:None, current:None, line_segment_length_km:7, line_segment_length_mi:7, line_length_km:7, line_length_mi:7, voltage:7, reactance:24, smax:25, sum_ampacity:None, win_ampacity:None, sum_rating:None, win_rating:None, power_factor:None, win_capacity:23, starting_node_code:None, ending_node_name:281, ending_node_code:None, other_references:None, notes:None
157 | 10833 | B10 | ON | Ontario | HONI | 1 | ac | 0.1 | 0.062 | 16.1 | 9.938 | 115 | [6 empty] | 3 | 98 | 108 |  | ON_GAG_JCT |  | ON_GAG_DSS |  | circuit_id:281, owner:281, planning_rgn:None, num_of_circuits:None, current:None, line_segment_length_km:7, line_segment_length_mi:7, line_length_km:7, line_length_mi:7, voltage:7, reactance:24, smax:25, sum_ampacity:None, win_ampacity:None, sum_rating:None, win_rating:None, power_factor:None, win_capacity:23, starting_node_code:None, ending_node_name:281, ending_node_code:None, other_references:None, notes:None
158 | 10834 | B10 | ON | Ontario | HONI | 1 | ac | 1 | 0.617 | 16.1 | 9.938 | 115 | [6 empty] | 3 | 98 | 108 |  | ON_GAG_JCT |  | ON_BRM_DSS |  | circuit_id:281, owner:281, planning_rgn:None, num_of_circuits:None, current:None, line_segment_length_km:7, line_segment_length_mi:7, line_length_km:7, line_length_mi:7, voltage:7, reactance:24, smax:25, sum_ampacity:None, win_ampacity:None, sum_rating:None, win_rating:None, power_factor:None, win_capacity:23, starting_node_code:None, ending_node_name:281, ending_node_code:None, other_references:None, notes:None
159 | 10835 | B11 | ON | Ontario | HONI | 1 | ac | 15 | 9.259 | 16.1 | 9.938 | 115 | [6 empty] | 3 | 98 | 108 |  | ON_BUR_DSS |  | ON_GAG_JCT |  | circuit_id:281, owner:281, planning_rgn:None, num_of_circuits:None, current:None, line_segment_length_km:7, line_segment_length_mi:7, line_length_km:7, line_length_mi:7, voltage:7, reactance:24, smax:25, sum_ampacity:None, win_ampacity:None, sum_rating:None, win_rating:None, power_factor:None, win_capacity:23, starting_node_code:None, ending_node_name:281, ending_node_code:None, other_references:None, notes:None
160 | 10836 | B11 | ON | Ontario | HONI | 1 | ac | 0.1 | 0.062 | 16.1 | 9.938 | 115 | [6 empty] | 3 | 98 | 108 |  | ON_GAG_JCT |  | ON_GAG_DSS |  | circuit_id:281, owner:281, planning_rgn:None, num_of_circuits:None, current:None, line_segment_length_km:7, line_segment_length_mi:7, line_length_km:7, line_length_mi:7, voltage:7, reactance:24, smax:25, sum_ampacity:None, win_ampacity:None, sum_rating:None, win_rating:None, power_factor:None, win_capacity:23, starting_node_code:None, ending_node_name:281, ending_node_code:None, other_references:None, notes:None
161 | 10837 | B11 | ON | Ontario | HONI | 1 | ac | 1 | 0.617 | 16.1 | 9.938 | 115 | [6 empty] | 3 | 98 | 108 |  | ON_GAG_JCT |  | ON_BRM_DSS |  | circuit_id:281, owner:281, planning_rgn:None, num_of_circuits:None, current:None, line_segment_length_km:7, line_segment_length_mi:7, line_length_km:7, line_length_mi:7, voltage:7, reactance:24, smax:25, sum_ampacity:None, win_ampacity:None, sum_rating:None, win_rating:None, power_factor:None, win_capacity:23, starting_node_code:None, ending_node_name:281, ending_node_code:None, other_references:None, notes:None
162 | 10838 | B12 | ON | Ontario | HONI | 1 | ac | 12 | 7.407 | 56.3 | 34.753 | 115 | [6 empty] | 3 | 98 | 108 |  | ON_BUR_DSS |  | ON_DD2_JCT |  | circuit_id:281, owner:281, planning_rgn:None, num_of_circuits:None, current:None, line_segment_length_km:7, line_segment_length_mi:7, line_length_km:7, line_length_mi:7, voltage:7, reactance:24, smax:25, sum_ampacity:None, win_ampacity:None, sum_rating:None, win_rating:None, power_factor:None, win_capacity:23, starting_node_code:None, ending_node_name:281, ending_node_code:None, other_references:None, notes:None
163 | 10839 | B12 | ON | Ontario | HONI | 1 | ac | 0.1 | 0.062 | 56.3 | 34.753 | 115 | [6 empty] | 3 | 98 | 108 |  | ON_DD2_JCT |  | ON_DD2_DSS |  | circuit_id:281, owner:281, planning_rgn:None, num_of_circuits:None, current:None, line_segment_length_km:7, line_segment_length_mi:7, line_length_km:7, line_length_mi:7, voltage:7, reactance:24, smax:25, sum_ampacity:None, win_ampacity:None, sum_rating:None, win_rating:None, power_factor:None, win_capacity:23, starting_node_code:None, ending_node_name:281, ending_node_code:None, other_references:None, notes:None
164 | 10840 | B12 | ON | Ontario | HONI | 1 | ac | 2 | 1.235 | 56.3 | 34.753 | 115 | [6 empty] | 3 | 98 | 108 |  | ON_DD2_JCT |  | ON_HGM_JCT |  | circuit_id:281, owner:281, planning_rgn:None, num_of_circuits:None, current:None, line_segment_length_km:7, line_segment_length_mi:7, line_length_km:7, line_length_mi:7, voltage:7, reactance:24, smax:25, sum_ampacity:None, win_ampacity:None, sum_rating:None, win_rating:None, power_factor:None, win_capacity:23, starting_node_code:None, ending_node_name:281, ending_node_code:None, other_references:None, notes:None
165 | 10841 | B12 | ON | Ontario | HONI | 1 | ac | 2 | 1.235 | 56.3 | 34.753 | 115 | [6 empty] | 3 | 98 | 108 |  | ON_HGM_JCT |  | ON_NWT_DSS |  | circuit_id:281, owner:281, planning_rgn:None, num_of_circuits:None, current:None, line_segment_length_km:7, line_segment_length_mi:7, line_length_km:7, line_length_mi:7, voltage:7, reactance:24, smax:25, sum_ampacity:None, win_ampacity:None, sum_rating:None, win_rating:None, power_factor:None, win_capacity:23, starting_node_code:None, ending_node_name:281, ending_node_code:None, other_references:None, notes:None
166 | 10842 | B12 | ON | Ontario | HONI | 1 | ac | 25 | 15.432 | 56.3 | 34.753 | 115 | [6 empty] | 3 | 98 | 108 |  | ON_HGM_JCT |  | ON_ALF_JCT |  | circuit_id:281, owner:281, planning_rgn:None, num_of_circuits:None, current:None, line_segment_length_km:7, line_segment_length_mi:7, line_length_km:7, line_length_mi:7, voltage:7, reactance:24, smax:25, sum_ampacity:None, win_ampacity:None, sum_rating:None, win_rating:None, power_factor:None, win_capacity:23, starting_node_code:None, ending_node_name:281, ending_node_code:None, other_references:None, notes:None
167 | 10843 | B12 | ON | Ontario | HONI | 1 | ac | 7 | 4.321 | 56.3 | 34.753 | 115 | [6 empty] | 3 | 98 | 108 |  | ON_ALF_JCT |  | ON_MHS_JCT |  | circuit_id:281, owner:281, planning_rgn:None, num_of_circuits:None, current:None, line_segment_length_km:7, line_segment_length_mi:7, line_length_km:7, line_length_mi:7, voltage:7, reactance:24, smax:25, sum_ampacity:None, win_ampacity:None, sum_rating:None, win_rating:None, power_factor:None, win_capacity:23, starting_node_code:None, ending_node_name:281, ending_node_code:None, other_references:None, notes:None
168 | 10844 | B12 | ON | Ontario | HONI | 1 | ac | 8 | 4.938 | 56.3 | 34.753 | 115 | [6 empty] | 3 | 98 | 108 |  | ON_ALF_JCT |  | ON_PWL_JCT |  | circuit_id:281, owner:281, planning_rgn:None, num_of_circuits:None, current:None, line_segment_length_km:7, line_segment_length_mi:7, line_length_km:7, line_length_mi:7, voltage:7, reactance:24, smax:25, sum_ampacity:None, win_ampacity:None, sum_rating:None, win_rating:None, power_factor:None, win_capacity:23, starting_node_code:None, ending_node_name:281, ending_node_code:None, other_references:None, notes:None
169 | 10845 | B12 | ON | Ontario | HONI | 1 | ac | 0.1 | 0.062 | 56.3 | 34.753 | 115 | [6 empty] | 3 | 98 | 108 |  | ON_PWL_JCT |  | ON_PWL_DSS |  | circuit_id:281, owner:281, planning_rgn:None, num_of_circuits:None, current:None, line_segment_length_km:7, line_segment_length_mi:7, line_length_km:7, line_length_mi:7, voltage:7, reactance:24, smax:25, sum_ampacity:None, win_ampacity:None, sum_rating:None, win_rating:None, power_factor:None, win_capacity:23, starting_node_code:None, ending_node_name:281, ending_node_code:None, other_references:None, notes:None
170 | 10846 | B12 | ON | Ontario | HONI | 1 | ac | 0.1 | 0.062 | 56.3 | 34.753 | 115 | [6 empty] | 3 | 98 | 108 |  | ON_PWL_JCT |  | ON_BRT_DSS |  | circuit_id:281, owner:281, planning_rgn:None, num_of_circuits:None, current:None, line_segment_length_km:7, line_segment_length_mi:7, line_length_km:7, line_length_mi:7, voltage:7, reactance:24, smax:25, sum_ampacity:None, win_ampacity:None, sum_rating:None, win_rating:None, power_factor:None, win_capacity:23, starting_node_code:None, ending_node_name:281, ending_node_code:None, other_references:None, notes:None
171 | 10847 | B13 | ON | Ontario | HONI | 1 | ac | 12 | 7.407 | 49.3 | 30.432 | 115 | [6 empty] | 3 | 98 | 108 |  | ON_BUR_DSS |  | ON_DD2_JCT |  | circuit_id:281, owner:281, planning_rgn:None, num_of_circuits:None, current:None, line_segment_length_km:7, line_segment_length_mi:7, line_length_km:7, line_length_mi:7, voltage:7, reactance:24, smax:25, sum_ampacity:None, win_ampacity:None, sum_rating:None, win_rating:None, power_factor:None, win_capacity:23, starting_node_code:None, ending_node_name:281, ending_node_code:None, other_references:None, notes:None
172 | 10848 | B13 | ON | Ontario | HONI | 1 | ac | 0.1 | 0.062 | 49.3 | 30.432 | 115 | [6 empty] | 3 | 98 | 108 |  | ON_DD2_JCT |  | ON_DD2_DSS |  | circuit_id:281, owner:281, planning_rgn:None, num_of_circuits:None, current:None, line_segment_length_km:7, line_segment_length_mi:7, line_length_km:7, line_length_mi:7, voltage:7, reactance:24, smax:25, sum_ampacity:None, win_ampacity:None, sum_rating:None, win_rating:None, power_factor:None, win_capacity:23, starting_node_code:None, ending_node_name:281, ending_node_code:None, other_references:None, notes:None
173 | 10849 | B13 | ON | Ontario | HONI | 1 | ac | 2 | 1.235 | 49.3 | 30.432 | 115 | [6 empty] | 3 | 98 | 108 |  | ON_DD2_JCT |  | ON_HGM_JCT |  | circuit_id:281, owner:281, planning_rgn:None, num_of_circuits:None, current:None, line_segment_length_km:7, line_segment_length_mi:7, line_length_km:7, line_length_mi:7, voltage:7, reactance:24, smax:25, sum_ampacity:None, win_ampacity:None, sum_rating:None, win_rating:None, power_factor:None, win_capacity:23, starting_node_code:None, ending_node_name:281, ending_node_code:None, other_references:None, notes:None
174 | 10850 | B13 | ON | Ontario | HONI | 1 | ac | 2 | 1.235 | 49.3 | 30.432 | 115 | [6 empty] | 3 | 98 | 108 |  | ON_HGM_JCT |  | ON_NWT_DSS |  | circuit_id:281, owner:281, planning_rgn:None, num_of_circuits:None, current:None, line_segment_length_km:7, line_segment_length_mi:7, line_length_km:7, line_length_mi:7, voltage:7, reactance:24, smax:25, sum_ampacity:None, win_ampacity:None, sum_rating:None, win_rating:None, power_factor:None, win_capacity:23, starting_node_code:None, ending_node_name:281, ending_node_code:None, other_references:None, notes:None
175 | 10851 | B13 | ON | Ontario | HONI | 1 | ac | 25 | 15.432 | 49.3 | 30.432 | 115 | [6 empty] | 3 | 98 | 108 |  | ON_HGM_JCT |  | ON_ALF_JCT |  | circuit_id:281, owner:281, planning_rgn:None, num_of_circuits:None, current:None, line_segment_length_km:7, line_segment_length_mi:7, line_length_km:7, line_length_mi:7, voltage:7, reactance:24, smax:25, sum_ampacity:None, win_ampacity:None, sum_rating:None, win_rating:None, power_factor:None, win_capacity:23, starting_node_code:None, ending_node_name:281, ending_node_code:None, other_references:None, notes:None
176 | 10852 | B13 | ON | Ontario | HONI | 1 | ac | 8 | 4.938 | 49.3 | 30.432 | 115 | [6 empty] | 3 | 98 | 108 |  | ON_ALF_JCT |  | ON_PWL_JCT |  | circuit_id:281, owner:281, planning_rgn:None, num_of_circuits:None, current:None, line_segment_length_km:7, line_segment_length_mi:7, line_length_km:7, line_length_mi:7, voltage:7, reactance:24, smax:25, sum_ampacity:None, win_ampacity:None, sum_rating:None, win_rating:None, power_factor:None, win_capacity:23, starting_node_code:None, ending_node_name:281, ending_node_code:None, other_references:None, notes:None
177 | 10853 | B13 | ON | Ontario | HONI | 1 | ac | 0.1 | 0.062 | 49.3 | 30.432 | 115 | [6 empty] | 3 | 98 | 108 |  | ON_PWL_JCT |  | ON_PWL_DSS |  | circuit_id:281, owner:281, planning_rgn:None, num_of_circuits:None, current:None, line_segment_length_km:7, line_segment_length_mi:7, line_length_km:7, line_length_mi:7, voltage:7, reactance:24, smax:25, sum_ampacity:None, win_ampacity:None, sum_rating:None, win_rating:None, power_factor:None, win_capacity:23, starting_node_code:None, ending_node_name:281, ending_node_code:None, other_references:None, notes:None
178 | 10854 | B13 | ON | Ontario | HONI | 1 | ac | 0.1 | 0.062 | 49.3 | 30.432 | 115 | [6 empty] | 3 | 98 | 108 |  | ON_PWL_JCT |  | ON_BRT_DSS |  | circuit_id:281, owner:281, planning_rgn:None, num_of_circuits:None, current:None, line_segment_length_km:7, line_segment_length_mi:7, line_length_km:7, line_length_mi:7, voltage:7, reactance:24, smax:25, sum_ampacity:None, win_ampacity:None, sum_rating:None, win_rating:None, power_factor:None, win_capacity:23, starting_node_code:None, ending_node_name:281, ending_node_code:None, other_references:None, notes:None
179 | 10855 | B15C | ON | Ontario | HONI | 1 | ac | 7 | 4.321 | 19.1 | 11.79 | 230 | [6 empty] | 3 | 402 | 435 |  | ON_CKV_DSS |  | ON_LNP_DSS |  | circuit_id:281, owner:281, planning_rgn:None, num_of_circuits:None, current:None, line_segment_length_km:6, line_segment_length_mi:6, line_length_km:6, line_length_mi:6, voltage:6, reactance:24, smax:25, sum_ampacity:None, win_ampacity:None, sum_rating:None, win_rating:None, power_factor:None, win_capacity:23, starting_node_code:None, ending_node_name:281, ending_node_code:None, other_references:None, notes:None
180 | 10856 | B15C | ON | Ontario | HONI | 1 | ac | 5 | 3.086 | 19.1 | 11.79 | 230 | [6 empty] | 3 | 402 | 435 |  | ON_LNP_DSS |  | ON_FRD_JCT |  | circuit_id:281, owner:281, planning_rgn:None, num_of_circuits:None, current:None, line_segment_length_km:6, line_segment_length_mi:6, line_length_km:6, line_length_mi:6, voltage:6, reactance:24, smax:25, sum_ampacity:None, win_ampacity:None, sum_rating:None, win_rating:None, power_factor:None, win_capacity:23, starting_node_code:None, ending_node_name:281, ending_node_code:None, other_references:None, notes:None
181 | 10857 | B15C | ON | Ontario | HONI | 1 | ac | 0.1 | 0.062 | 19.1 | 11.79 | 230 | [6 empty] | 3 | 402 | 435 |  | ON_FRD_JCT |  | ON_FDO_ISS |  | circuit_id:281, owner:281, planning_rgn:None, num_of_circuits:None, current:None, line_segment_length_km:6, line_segment_length_mi:6, line_length_km:6, line_length_mi:6, voltage:6, reactance:24, smax:25, sum_ampacity:None, win_ampacity:None, sum_rating:None, win_rating:None, power_factor:None, win_capacity:23, starting_node_code:None, ending_node_name:281, ending_node_code:None, other_references:None, notes:None
182 | 10858 | B15C | ON | Ontario | HONI | 1 | ac | 7 | 4.321 | 19.1 | 11.79 | 230 | [6 empty] | 3 | 402 | 435 |  | ON_FRD_JCT |  | ON_OAK_DSS |  | circuit_id:281, owner:281, planning_rgn:None, num_of_circuits:None, current:None, line_segment_length_km:6, line_segment_length_mi:6, line_length_km:6, line_length_mi:6, voltage:6, reactance:24, smax:25, sum_ampacity:None, win_ampacity:None, sum_rating:None, win_rating:None, power_factor:None, win_capacity:23, starting_node_code:None, ending_node_name:281, ending_node_code:None, other_references:None, notes:None
183 | 10859 | B16C | ON | Ontario | HONI | 1 | ac | 7 | 4.321 | 19.1 | 11.79 | 230 | [6 empty] | 3 | 402 | 435 |  | ON_CKV_DSS |  | ON_LNP_DSS |  | circuit_id:281, owner:281, planning_rgn:None, num_of_circuits:None, current:None, line_segment_length_km:6, line_segment_length_mi:6, line_length_km:6, line_length_mi:6, voltage:6, reactance:24, smax:25, sum_ampacity:None, win_ampacity:None, sum_rating:None, win_rating:None, power_factor:None, win_capacity:23, starting_node_code:None, ending_node_name:281, ending_node_code:None, other_references:None, notes:None
184 | 10860 | B16C | ON | Ontario | HONI | 1 | ac | 5 | 3.086 | 19.1 | 11.79 | 230 | [6 empty] | 3 | 402 | 435 |  | ON_LNP_DSS |  | ON_FRD_JCT |  | circuit_id:281, owner:281, planning_rgn:None, num_of_circuits:None, current:None, line_segment_length_km:6, line_segment_length_mi:6, line_length_km:6, line_length_mi:6, voltage:6, reactance:24, smax:25, sum_ampacity:None, win_ampacity:None, sum_rating:None, win_rating:None, power_factor:None, win_capacity:23, starting_node_code:None, ending_node_name:281, ending_node_code:None, other_references:None, notes:None
185 | 10861 | B16C | ON | Ontario | HONI | 1 | ac | 0.1 | 0.062 | 19.1 | 11.79 | 230 | [6 empty] | 3 | 402 | 435 |  | ON_FRD_JCT |  | ON_FDO_ISS |  | circuit_id:281, owner:281, planning_rgn:None, num_of_circuits:None, current:None, line_segment_length_km:6, line_segment_length_mi:6, line_length_km:6, line_length_mi:6, voltage:6, reactance:24, smax:25, sum_ampacity:None, win_ampacity:None, sum_rating:None, win_rating:None, power_factor:None, win_capacity:23, starting_node_code:None, ending_node_name:281, ending_node_code:None, other_references:None, notes:None
186 | 10862 | B16C | ON | Ontario | HONI | 1 | ac | 7 | 4.321 | 19.1 | 11.79 | 230 | [6 empty] | 3 | 402 | 435 |  | ON_FRD_JCT |  | ON_OAK_DSS |  | circuit_id:281, owner:281, planning_rgn:None, num_of_circuits:None, current:None, line_segment_length_km:6, line_segment_length_mi:6, line_length_km:6, line_length_mi:6, voltage:6, reactance:24, smax:25, sum_ampacity:None, win_ampacity:None, sum_rating:None, win_rating:None, power_factor:None, win_capacity:23, starting_node_code:None, ending_node_name:281, ending_node_code:None, other_references:None, notes:None
187 | 10863 | B18H | ON | Ontario | HONI | 1 | ac | 10 | 6.173 | 15.5 | 9.568 | 230 | [6 empty] | 3 | 402 | 435 |  | ON_BUR_DSS |  | ON_BCR_JCT |  | circuit_id:281, owner:281, planning_rgn:None, num_of_circuits:None, current:None, line_segment_length_km:7, line_segment_length_mi:7, line_length_km:7, line_length_mi:7, voltage:7, reactance:24, smax:25, sum_ampacity:None, win_ampacity:None, sum_rating:None, win_rating:None, power_factor:None, win_capacity:23, starting_node_code:None, ending_node_name:281, ending_node_code:None, other_references:None, notes:None
188 | 10864 | B18H | ON | Ontario | HONI | 1 | ac | 2 | 1.235 | 15.5 | 9.568 | 230 | [6 empty] | 3 | 402 | 435 |  | ON_BCR_JCT |  | ON_BCH_DSS |  | circuit_id:281, owner:281, planning_rgn:None, num_of_circuits:None, current:None, line_segment_length_km:7, line_segment_length_mi:7, line_length_km:7, line_length_mi:7, voltage:7, reactance:24, smax:25, sum_ampacity:None, win_ampacity:None, sum_rating:None, win_rating:None, power_factor:None, win_capacity:23, starting_node_code:None, ending_node_name:281, ending_node_code:None, other_references:None, notes:None
189 | 10865 | B18H | ON | Ontario | HONI | 1 | ac | 3.5 | 2.16 | 15.5 | 9.568 | 230 | [6 empty] | 3 | 402 | 435 |  | ON_BCR_JCT |  | ON_LAK_DSS |  | circuit_id:281, owner:281, planning_rgn:None, num_of_circuits:None, current:None, line_segment_length_km:7, line_segment_length_mi:7, line_length_km:7, line_length_mi:7, voltage:7, reactance:24, smax:25, sum_ampacity:None, win_ampacity:None, sum_rating:None, win_rating:None, power_factor:None, win_capacity:23, starting_node_code:None, ending_node_name:281, ending_node_code:None, other_references:None, notes:None
190 | 10866 | B1S | ON | Ontario | HONI | 2 | ac | 0.1 | 0.062 | 138.2 | 85.309 | 115 | [6 empty] | 2.26 | 74 | 82 |  | ON_ARD_JCT |  | ON_ARD_DSS |  | circuit_id:281, owner:281, planning_rgn:None, num_of_circuits:None, current:None, line_segment_length_km:6, line_segment_length_mi:6, line_length_km:6, line_length_mi:6, voltage:6, reactance:24, smax:25, sum_ampacity:None, win_ampacity:None, sum_rating:None, win_rating:None, power_factor:None, win_capacity:23, starting_node_code:None, ending_node_name:281, ending_node_code:None, other_references:None, notes:None
191 | 10867 | B1S | ON | Ontario | HONI | 1 | ac | 30 | 18.519 | 138.2 | 85.309 | 115 | [6 empty] | 2.26 | 74 | 82 |  | ON_ARD_JCT |  | ON_NBK_JCT |  | circuit_id:281, owner:281, planning_rgn:None, num_of_circuits:None, current:None, line_segment_length_km:6, line_segment_length_mi:6, line_length_km:6, line_length_mi:6, voltage:6, reactance:24, smax:25, sum_ampacity:None, win_ampacity:None, sum_rating:None, win_rating:None, power_factor:None, win_capacity:23, starting_node_code:None, ending_node_name:281, ending_node_code:None, other_references:None, notes:None
192 | 10868 | B1S | ON | Ontario | HONI | 1 | ac | 38 | 23.457 | 138.2 | 85.309 | 115 | [6 empty] | 2.26 | 74 | 82 |  | ON_BTC_SWS |  | ON_ARD_JCT |  | circuit_id:281, owner:281, planning_rgn:None, num_of_circuits:None, current:None, line_segment_length_km:6, line_segment_length_mi:6, line_length_km:6, line_length_mi:6, voltage:6, reactance:24, smax:25, sum_ampacity:None, win_ampacity:None, sum_rating:None, win_rating:None, power_factor:None, win_capacity:23, starting_node_code:None, ending_node_name:281, ending_node_code:None, other_references:None, notes:None
193 | 10869 | B1S | ON | Ontario | HONI | 1 | ac | 38 | 23.457 | 138.2 | 85.309 | 115 | [6 empty] | 2.26 | 74 | 82 |  | ON_LGR_DSS |  | ON_SDY_DSS |  | circuit_id:281, owner:281, planning_rgn:None, num_of_circuits:None, current:None, line_segment_length_km:6, line_segment_length_mi:6, line_length_km:6, line_length_mi:6, voltage:6, reactance:24, smax:25, sum_ampacity:None, win_ampacity:None, sum_rating:None, win_rating:None, power_factor:None, win_capacity:23, starting_node_code:None, ending_node_name:281, ending_node_code:None, other_references:None, notes:None
194 | 10870 | B1S | ON | Ontario | HONI | 1 | ac | 32 | 19.753 | 138.2 | 85.309 | 115 | [6 empty] | 2.26 | 74 | 82 |  | ON_NBK_DSS |  | ON_LGR_DSS |  | circuit_id:281, owner:281, planning_rgn:None, num_of_circuits:None, current:None, line_segment_length_km:6, line_segment_length_mi:6, line_length_km:6, line_length_mi:6, voltage:6, reactance:24, smax:25, sum_ampacity:None, win_ampacity:None, sum_rating:None, win_rating:None, power_factor:None, win_capacity:23, starting_node_code:None, ending_node_name:281, ending_node_code:None, other_references:None, notes:None
195 | 10871 | B1S | ON | Ontario | HONI | 1 | ac | 0.1 | 0.062 | 138.2 | 85.309 | 115 | [6 empty] | 2.26 | 74 | 82 |  | ON_NBK_JCT |  | ON_NBK_DSS |  | circuit_id:281, owner:281, planning_rgn:None, num_of_circuits:None, current:None, line_segment_length_km:6, line_segment_length_mi:6, line_length_km:6, line_length_mi:6, voltage:6, reactance:24, smax:25, sum_ampacity:None, win_ampacity:None, sum_rating:None, win_rating:None, power_factor:None, win_capacity:23, starting_node_code:None, ending_node_name:281, ending_node_code:None, other_references:None, notes:None
196 | 10872 | B20H | ON | Ontario | HONI | 1 | ac | 10 | 6.173 | 15.5 | 9.568 | 230 | [6 empty] | 3 | 402 | 435 |  | ON_BUR_DSS |  | ON_BCR_JCT |  | circuit_id:281, owner:281, planning_rgn:None, num_of_circuits:None, current:None, line_segment_length_km:6, line_segment_length_mi:6, line_length_km:6, line_length_mi:6, voltage:6, reactance:24, smax:25, sum_ampacity:None, win_ampacity:None, sum_rating:None, win_rating:None, power_factor:None, win_capacity:23, starting_node_code:None, ending_node_name:281, ending_node_code:None, other_references:None, notes:None
197 | 10873 | B20H | ON | Ontario | HONI | 1 | ac | 2 | 1.235 | 15.5 | 9.568 | 230 | [6 empty] | 3 | 402 | 435 |  | ON_BCR_JCT |  | ON_BCH_DSS |  | circuit_id:281, owner:281, planning_rgn:None, num_of_circuits:None, current:None, line_segment_length_km:7, line_segment_length_mi:7, line_length_km:7, line_length_mi:7, voltage:7, reactance:24, smax:25, sum_ampacity:None, win_ampacity:None, sum_rating:None, win_rating:None, power_factor:None, win_capacity:23, starting_node_code:None, ending_node_name:281, ending_node_code:None, other_references:None, notes:None
198 | 10874 | B20H | ON | Ontario | HONI | 1 | ac | 3.5 | 2.16 | 15.5 | 9.568 | 230 | [6 empty] | 3 | 402 | 435 |  | ON_BCR_JCT |  | ON_LAK_DSS |  | circuit_id:281, owner:281, planning_rgn:None, num_of_circuits:None, current:None, line_segment_length_km:7, line_segment_length_mi:7, line_length_km:7, line_length_mi:7, voltage:7, reactance:24, smax:25, sum_ampacity:None, win_ampacity:None, sum_rating:None, win_rating:None, power_factor:None, win_capacity:23, starting_node_code:None, ending_node_name:281, ending_node_code:None, other_references:None, notes:None
199 | 10875 | B20P | ON | Ontario | HONI | 1 | ac | 1.5 | 0.926 | 3 | 1.852 | 230 | [6 empty] | 3 | 402 | 435 |  | ON_BCA_TSS |  | ON_BCW_ISS |  | circuit_id:281, owner:281, planning_rgn:None, num_of_circuits:None, current:None, line_segment_length_km:6, line_segment_length_mi:6, line_length_km:6, line_length_mi:6, voltage:6, reactance:24, smax:25, sum_ampacity:None, win_ampacity:None, sum_rating:None, win_rating:None, power_factor:None, win_capacity:23, starting_node_code:None, ending_node_name:281, ending_node_code:None, other_references:None, notes:None
200 | 10876 | B24P | ON | Ontario | HONI | 1 | ac | 1.5 | 0.926 | 3 | 1.852 | 230 | [6 empty] | 3 | 402 | 435 |  | ON_BCA_TSS |  | ON_BCW_ISS |  | circuit_id:281, owner:281, planning_rgn:None, num_of_circuits:None, current:None, line_segment_length_km:6, line_segment_length_mi:6, line_length_km:6, line_length_mi:6, voltage:6, reactance:24, smax:25, sum_ampacity:None, win_ampacity:None, sum_rating:None, win_rating:None, power_factor:None, win_capacity:23, starting_node_code:None, ending_node_name:281, ending_node_code:None, other_references:None, notes:None
201 | 10877 | B20P | ON | Ontario | HONI | 1 | ac | 1.5 | 0.926 | 3 | 1.852 | 230 | [6 empty] | 3 | 402 | 435 |  | ON_BCA_TSS |  | ON_DGP_DSS |  | circuit_id:281, owner:281, planning_rgn:None, num_of_circuits:None, current:None, line_segment_length_km:6, line_segment_length_mi:6, line_length_km:6, line_length_mi:6, voltage:6, reactance:24, smax:25, sum_ampacity:None, win_ampacity:None, sum_rating:None, win_rating:None, power_factor:None, win_capacity:23, starting_node_code:None, ending_node_name:281, ending_node_code:None, other_references:None, notes:None
202 | 10878 | B22D | ON | Ontario | HONI | 1 | ac | 6 | 3.704 | 187.4 | 115.679 | 230 | [6 empty] | 1.85 | 248 | 268 |  | ON_BCA_TSS |  | ON_MAJ_JCT |  | circuit_id:281, owner:281, planning_rgn:None, num_of_circuits:None, current:None, line_segment_length_km:6, line_segment_length_mi:6, line_length_km:6, line_length_mi:6, voltage:6, reactance:24, smax:25, sum_ampacity:None, win_ampacity:None, sum_rating:None, win_rating:None, power_factor:None, win_capacity:23, starting_node_code:None, ending_node_name:281, ending_node_code:None, other_references:None, notes:None
203 | 10879 | B22D | ON | Ontario | HONI | 1 | ac | 0.1 | 0.062 | 187.4 | 115.679 | 230 | [6 empty] | 1.85 | 248 | 268 |  | ON_MAJ_JCT |  | ON_MAJ_ISS |  | circuit_id:281, owner:281, planning_rgn:None, num_of_circuits:None, current:None, line_segment_length_km:6, line_segment_length_mi:6, line_length_km:6, line_length_mi:6, voltage:6, reactance:24, smax:25, sum_ampacity:None, win_ampacity:None, sum_rating:None, win_rating:None, power_factor:None, win_capacity:23, starting_node_code:None, ending_node_name:281, ending_node_code:None, other_references:None, notes:None
204 | 10880 | B22D | ON | Ontario | HONI | 1 | ac | 6 | 3.704 | 187.4 | 115.679 | 230 | [6 empty] | 1.85 | 248 | 268 |  | ON_MAJ_JCT |  | ON_ARM_JCT |  | circuit_id:281, owner:281, planning_rgn:None, num_of_circuits:None, current:None, line_segment_length_km:6, line_segment_length_mi:6, line_length_km:6, line_length_mi:6, voltage:6, reactance:24, smax:25, sum_ampacity:None, win_ampacity:None, sum_rating:None, win_rating:None, power_factor:None, win_capacity:23, starting_node_code:None, ending_node_name:281, ending_node_code:None, other_references:None, notes:None
205 | 10881 | B22D | ON | Ontario | HONI | 1 | ac | 6 | 3.704 | 187.4 | 115.679 | 230 | [6 empty] | 1.85 | 248 | 268 |  | ON_ARM_JCT |  | ON_ARM_GSS |  | circuit_id:281, owner:281, planning_rgn:None, num_of_circuits:None, current:None, line_segment_length_km:6, line_segment_length_mi:6, line_length_km:6, line_length_mi:6, voltage:6, reactance:24, smax:25, sum_ampacity:None, win_ampacity:None, sum_rating:None, win_rating:None, power_factor:None, win_capacity:23, starting_node_code:None, ending_node_name:281, ending_node_code:None, other_references:None, notes:None
206 | 10882 | B22D | ON | Ontario | HONI | 1 | ac | 50 | 30.864 | 187.4 | 115.679 | 230 | [6 empty] | 1.85 | 248 | 268 |  | ON_ARM_JCT |  | ON_WNG_JCT |  | circuit_id:281, owner:281, planning_rgn:None, num_of_circuits:None, current:None, line_segment_length_km:6, line_segment_length_mi:6, line_length_km:6, line_length_mi:6, voltage:6, reactance:24, smax:25, sum_ampacity:None, win_ampacity:None, sum_rating:None, win_rating:None, power_factor:None, win_capacity:23, starting_node_code:None, ending_node_name:281, ending_node_code:None, other_references:None, notes:None
207 | 10883 | B22D | ON | Ontario | HONI | 1 | ac | 0.1 | 0.062 | 187.4 | 115.679 | 230 | [6 empty] | 1.85 | 248 | 268 |  | ON_WNG_JCT |  | ON_WNG_DSS |  | circuit_id:281, owner:281, planning_rgn:None, num_of_circuits:None, current:None, line_segment_length_km:6, line_segment_length_mi:6, line_length_km:6, line_length_mi:6, voltage:6, reactance:24, smax:25, sum_ampacity:None, win_ampacity:None, sum_rating:None, win_rating:None, power_factor:None, win_capacity:23, starting_node_code:None, ending_node_name:281, ending_node_code:None, other_references:None, notes:None
208 | 10884 | B22D | ON | Ontario | HONI | 1 | ac | 35 | 21.605 | 187.4 | 115.679 | 230 | [6 empty] | 1.85 | 248 | 268 |  | ON_WNG_JCT |  | ON_SFT_DSS |  | circuit_id:281, owner:281, planning_rgn:None, num_of_circuits:None, current:None, line_segment_length_km:6, line_segment_length_mi:6, line_length_km:6, line_length_mi:6, voltage:6, reactance:24, smax:25, sum_ampacity:None, win_ampacity:None, sum_rating:None, win_rating:None, power_factor:None, win_capacity:23, starting_node_code:None, ending_node_name:281, ending_node_code:None, other_references:None, notes:None
209 | 10885 | B22D | ON | Ontario | HONI | 1 | ac | 40 | 24.691 | 187.4 | 115.679 | 230 | [6 empty] | 1.85 | 248 | 268 |  | ON_SFT_DSS |  | ON_FST_JCT |  | circuit_id:281, owner:281, planning_rgn:None, num_of_circuits:None, current:None, line_segment_length_km:6, line_segment_length_mi:6, line_length_km:6, line_length_mi:6, voltage:6, reactance:24, smax:25, sum_ampacity:None, win_ampacity:None, sum_rating:None, win_rating:None, power_factor:None, win_capacity:23, starting_node_code:None, ending_node_name:281, ending_node_code:None, other_references:None, notes:None
210 | 10886 | B22D | ON | Ontario | HONI | 1 | ac | 0.1 | 0.062 | 187.4 | 115.679 | 230 | [6 empty] | 1.85 | 248 | 268 |  | ON_FST_JCT |  | ON_FST_DSS |  | circuit_id:281, owner:281, planning_rgn:None, num_of_circuits:None, current:None, line_segment_length_km:6, line_segment_length_mi:6, line_length_km:6, line_length_mi:6, voltage:6, reactance:24, smax:25, sum_ampacity:None, win_ampacity:None, sum_rating:None, win_rating:None, power_factor:None, win_capacity:23, starting_node_code:None, ending_node_name:281, ending_node_code:None, other_references:None, notes:None
211 | 10887 | B22D | ON | Ontario | HONI | 1 | ac | 4 | 2.469 | 187.4 | 115.679 | 230 | [6 empty] | 1.85 | 248 | 268 |  | ON_FST_JCT |  | ON_STF_JCT |  | circuit_id:281, owner:281, planning_rgn:None, num_of_circuits:None, current:None, line_segment_length_km:6, line_segment_length_mi:6, line_length_km:6, line_length_mi:6, voltage:6, reactance:24, smax:25, sum_ampacity:None, win_ampacity:None, sum_rating:None, win_rating:None, power_factor:None, win_capacity:23, starting_node_code:None, ending_node_name:281, ending_node_code:None, other_references:None, notes:None
212 | 10888 | B22D | ON | Ontario | HONI | 1 | ac | 0.1 | 0.062 | 187.4 | 115.679 | 230 | [6 empty] | 1.85 | 248 | 268 |  | ON_STF_JCT |  | ON_STF_DSS |  | circuit_id:281, owner:281, planning_rgn:None, num_of_circuits:None, current:None, line_segment_length_km:6, line_segment_length_mi:6, line_length_km:6, line_length_mi:6, voltage:6, reactance:24, smax:25, sum_ampacity:None, win_ampacity:None, sum_rating:None, win_rating:None, power_factor:None, win_capacity:23, starting_node_code:None, ending_node_name:281, ending_node_code:None, other_references:None, notes:None
213 | 10889 | B22D | ON | Ontario | HONI | 1 | ac | 40 | 24.691 | 187.4 | 115.679 | 230 | [6 empty] | 1.85 | 248 | 268 |  | ON_STF_JCT |  | ON_DET_TSS |  | circuit_id:281, owner:281, planning_rgn:None, num_of_circuits:None, current:None, line_segment_length_km:6, line_segment_length_mi:6, line_length_km:6, line_length_mi:6, voltage:6, reactance:24, smax:25, sum_ampacity:None, win_ampacity:None, sum_rating:None, win_rating:None, power_factor:None, win_capacity:23, starting_node_code:None, ending_node_name:281, ending_node_code:None, other_references:None, notes:None
214 | 10890 | B23C | ON | Ontario | HONI | 1 | ac | 2 | 1.235 | 161 | 99.383 | 230 | [6 empty] | 2.04 | 274 | 296 |  | ON_B23_JCT |  | ON_CHW_DSS |  | circuit_id:281, owner:281, planning_rgn:None, num_of_circuits:None, current:None, line_segment_length_km:6, line_segment_length_mi:6, line_length_km:6, line_length_mi:6, voltage:6, reactance:24, smax:25, sum_ampacity:None, win_ampacity:None, sum_rating:None, win_rating:None, power_factor:None, win_capacity:23, starting_node_code:None, ending_node_name:281, ending_node_code:None, other_references:None, notes:None
215 | 10891 | B23C | ON | Ontario | HONI | 1 | ac | 20 | 12.346 | 161 | 99.383 | 230 | [6 empty] | 2.04 | 274 | 296 |  | ON_BLV_DSS |  | ON_PNC_JCT |  | circuit_id:281, owner:281, planning_rgn:None, num_of_circuits:None, current:None, line_segment_length_km:6, line_segment_length_mi:6, line_length_km:6, line_length_mi:6, voltage:6, reactance:24, smax:25, sum_ampacity:None, win_ampacity:None, sum_rating:None, win_rating:None, power_factor:None, win_capacity:23, starting_node_code:None, ending_node_name:281, ending_node_code:None, other_references:None, notes:None
216 | 10892 | B23C | ON | Ontario | HONI | 1 | ac | 120 | 74.074 | 161 | 99.383 | 230 | [6 empty] | 2.04 | 274 | 296 |  | ON_PNC_JCT |  | ON_WLS_JCT |  | circuit_id:281, owner:281, planning_rgn:None, num_of_circuits:None, current:None, line_segment_length_km:6, line_segment_length_mi:6, line_length_km:6, line_length_mi:6, voltage:6, reactance:24, smax:25, sum_ampacity:None, win_ampacity:None, sum_rating:None, win_rating:None, power_factor:None, win_capacity:23, starting_node_code:None, ending_node_name:281, ending_node_code:None, other_references:None, notes:None
217 | 10893 | B23C | ON | Ontario | HONI | 1 | ac | 3 | 1.852 | 161 | 99.383 | 230 | [6 empty] | 2.04 | 274 | 296 |  | ON_WHB_JCT |  | ON_WHB_DSS |  | circuit_id:281, owner:281, planning_rgn:None, num_of_circuits:None, current:None, line_segment_length_km:6, line_segment_length_mi:6, line_length_km:6, line_length_mi:6, voltage:6, reactance:24, smax:25, sum_ampacity:None, win_ampacity:None, sum_rating:None, win_rating:None, power_factor:None, win_capacity:23, starting_node_code:None, ending_node_name:281, ending_node_code:None, other_references:None, notes:None
218 | 10894 | B23C | ON | Ontario | HONI | 1 | ac | 8 | 4.938 | 161 | 99.383 | 230 | [6 empty] | 2.04 | 274 | 296 |  | ON_WHB_JCT |  | ON_B23_JCT |  | circuit_id:281, owner:281, planning_rgn:None, num_of_circuits:None, current:None, line_segment_length_km:6, line_segment_length_mi:6, line_length_km:6, line_length_mi:6, voltage:6, reactance:24, smax:25, sum_ampacity:None, win_ampacity:None, sum_rating:None, win_rating:None, power_factor:None, win_capacity:23, starting_node_code:None, ending_node_name:281, ending_node_code:None, other_references:None, notes:None
219 | 10895 | B23C | ON | Ontario | HONI | 1 | ac | 3 | 1.852 | 161 | 99.383 | 230 | [6 empty] | 2.04 | 274 | 296 |  | ON_WLS_JCT |  | ON_WLS_DSS |  | circuit_id:281, owner:281, planning_rgn:None, num_of_circuits:None, current:None, line_segment_length_km:6, line_segment_length_mi:6, line_length_km:6, line_length_mi:6, voltage:6, reactance:24, smax:25, sum_ampacity:None, win_ampacity:None, sum_rating:None, win_rating:None, power_factor:None, win_capacity:23, starting_node_code:None, ending_node_name:281, ending_node_code:None, other_references:None, notes:None
220 | 10896 | B23C | ON | Ontario | HONI | 1 | ac | 5 | 3.086 | 161 | 99.383 | 230 | [6 empty] | 2.04 | 274 | 296 |  | ON_WLS_JCT |  | ON_WHB_JCT |  | circuit_id:281, owner:281, planning_rgn:None, num_of_circuits:None, current:None, line_segment_length_km:6, line_segment_length_mi:6, line_length_km:6, line_length_mi:6, voltage:6, reactance:24, smax:25, sum_ampacity:None, win_ampacity:None, sum_rating:None, win_rating:None, power_factor:None, win_capacity:23, starting_node_code:None, ending_node_name:281, ending_node_code:None, other_references:None, notes:None
221 | 10897 | B23D | ON | Ontario | HONI | 1 | ac | 6 | 3.704 | 208.4 | 128.642 | 230 | [6 empty] | 1.72 | 231 | 250 |  | ON_BCA_TSS |  | ON_MAJ_JCT |  | circuit_id:281, owner:281, planning_rgn:None, num_of_circuits:None, current:None, line_segment_length_km:6, line_segment_length_mi:6, line_length_km:6, line_length_mi:6, voltage:6, reactance:24, smax:25, sum_ampacity:None, win_ampacity:None, sum_rating:None, win_rating:None, power_factor:None, win_capacity:23, starting_node_code:None, ending_node_name:281, ending_node_code:None, other_references:None, notes:None
222 | 10898 | B23D | ON | Ontario | HONI | 1 | ac | 0.1 | 0.062 | 208.4 | 128.642 | 230 | [6 empty] | 1.72 | 231 | 250 |  | ON_MAJ_JCT |  | ON_MAJ_ISS |  | circuit_id:281, owner:281, planning_rgn:None, num_of_circuits:None, current:None, line_segment_length_km:6, line_segment_length_mi:6, line_length_km:6, line_length_mi:6, voltage:6, reactance:24, smax:25, sum_ampacity:None, win_ampacity:None, sum_rating:None, win_rating:None, power_factor:None, win_capacity:23, starting_node_code:None, ending_node_name:281, ending_node_code:None, other_references:None, notes:None
223 | 10899 | B23D | ON | Ontario | HONI | 1 | ac | 56 | 34.568 | 208.4 | 128.642 | 230 | [6 empty] | 1.72 | 231 | 250 |  | ON_MAJ_JCT |  | ON_WNG_JCT |  | circuit_id:281, owner:281, planning_rgn:None, num_of_circuits:None, current:None, line_segment_length_km:6, line_segment_length_mi:6, line_length_km:6, line_length_mi:6, voltage:6, reactance:24, smax:25, sum_ampacity:None, win_ampacity:None, sum_rating:None, win_rating:None, power_factor:None, win_capacity:23, starting_node_code:None, ending_node_name:281, ending_node_code:None, other_references:None, notes:None
224 | 10900 | B23D | ON | Ontario | HONI | 1 | ac | 0.1 | 0.062 | 208.4 | 128.642 | 230 | [6 empty] | 1.72 | 231 | 250 |  | ON_WNG_JCT |  | ON_WNG_DSS |  | circuit_id:281, owner:281, planning_rgn:None, num_of_circuits:None, current:None, line_segment_length_km:6, line_segment_length_mi:6, line_length_km:6, line_length_mi:6, voltage:6, reactance:24, smax:25, sum_ampacity:None, win_ampacity:None, sum_rating:None, win_rating:None, power_factor:None, win_capacity:23, starting_node_code:None, ending_node_name:281, ending_node_code:None, other_references:None, notes:None
225 | 10901 | B23D | ON | Ontario | HONI | 1 | ac | 35 | 21.605 | 208.4 | 128.642 | 230 | [6 empty] | 1.72 | 231 | 250 |  | ON_WNG_JCT |  | ON_SFT_DSS |  | circuit_id:281, owner:281, planning_rgn:None, num_of_circuits:None, current:None, line_segment_length_km:6, line_segment_length_mi:6, line_length_km:6, line_length_mi:6, voltage:6, reactance:24, smax:25, sum_ampacity:None, win_ampacity:None, sum_rating:None, win_rating:None, power_factor:None, win_capacity:23, starting_node_code:None, ending_node_name:281, ending_node_code:None, other_references:None, notes:None
226 | 10902 | B23D | ON | Ontario | HONI | 1 | ac | 2 | 1.235 | 208.4 | 128.642 | 230 | [6 empty] | 1.72 | 231 | 250 |  | ON_SFT_DSS |  | ON_ZUR_JCT |  | circuit_id:281, owner:281, planning_rgn:None, num_of_circuits:None, current:None, line_segment_length_km:6, line_segment_length_mi:6, line_length_km:6, line_length_mi:6, voltage:6, reactance:24, smax:25, sum_ampacity:None, win_ampacity:None, sum_rating:None, win_rating:None, power_factor:None, win_capacity:23, starting_node_code:None, ending_node_name:281, ending_node_code:None, other_references:None, notes:None
227 | 10903 | B23D | ON | Ontario | HONI | 1 | ac | 27 | 16.667 | 208.4 | 128.642 | 230 | [6 empty] | 1.72 | 231 | 250 |  | ON_ZUR_JCT |  | ON_ZUR_DSS |  | circuit_id:281, owner:281, planning_rgn:None, num_of_circuits:None, current:None, line_segment_length_km:6, line_segment_length_mi:6, line_length_km:6, line_length_mi:6, voltage:6, reactance:24, smax:25, sum_ampacity:None, win_ampacity:None, sum_rating:None, win_rating:None, power_factor:None, win_capacity:23, starting_node_code:None, ending_node_name:281, ending_node_code:None, other_references:None, notes:None
228 | 10904 | B23D | ON | Ontario | HONI | 1 | ac | 38 | 23.457 | 208.4 | 128.642 | 230 | [6 empty] | 1.72 | 231 | 250 |  | ON_ZUR_JCT |  | ON_FST_JCT |  | circuit_id:281, owner:281, planning_rgn:None, num_of_circuits:None, current:None, line_segment_length_km:6, line_segment_length_mi:6, line_length_km:6, line_length_mi:6, voltage:6, reactance:24, smax:25, sum_ampacity:None, win_ampacity:None, sum_rating:None, win_rating:None, power_factor:None, win_capacity:23, starting_node_code:None, ending_node_name:281, ending_node_code:None, other_references:None, notes:None
229 | 10905 | B23D | ON | Ontario | HONI | 1 | ac | 0.1 | 0.062 | 208.4 | 128.642 | 230 | [6 empty] | 1.72 | 231 | 250 |  | ON_FST_JCT |  | ON_FST_DSS |  | circuit_id:281, owner:281, planning_rgn:None, num_of_circuits:None, current:None, line_segment_length_km:6, line_segment_length_mi:6, line_length_km:6, line_length_mi:6, voltage:6, reactance:24, smax:25, sum_ampacity:None, win_ampacity:None, sum_rating:None, win_rating:None, power_factor:None, win_capacity:23, starting_node_code:None, ending_node_name:281, ending_node_code:None, other_references:None, notes:None
230 | 10906 | B23D | ON | Ontario | HONI | 1 | ac | 4 | 2.469 | 208.4 | 128.642 | 230 | [6 empty] | 1.72 | 231 | 250 |  | ON_FST_JCT |  | ON_STF_JCT |  | circuit_id:281, owner:281, planning_rgn:None, num_of_circuits:None, current:None, line_segment_length_km:6, line_segment_length_mi:6, line_length_km:6, line_length_mi:6, voltage:6, reactance:24, smax:25, sum_ampacity:None, win_ampacity:None, sum_rating:None, win_rating:None, power_factor:None, win_capacity:23, starting_node_code:None, ending_node_name:281, ending_node_code:None, other_references:None, notes:None
231 | 10907 | B23D | ON | Ontario | HONI | 1 | ac | 0.1 | 0.062 | 208.4 | 128.642 | 230 | [6 empty] | 1.72 | 231 | 250 |  | ON_STF_JCT |  | ON_STF_DSS |  | circuit_id:281, owner:281, planning_rgn:None, num_of_circuits:None, current:None, line_segment_length_km:6, line_segment_length_mi:6, line_length_km:6, line_length_mi:6, voltage:6, reactance:24, smax:25, sum_ampacity:None, win_ampacity:None, sum_rating:None, win_rating:None, power_factor:None, win_capacity:23, starting_node_code:None, ending_node_name:281, ending_node_code:None, other_references:None, notes:None
232 | 10908 | B23D | ON | Ontario | HONI | 1 | ac | 40 | 24.691 | 208.4 | 128.642 | 230 | [6 empty] | 1.72 | 231 | 250 |  | ON_STF_JCT |  | ON_DET_TSS |  | circuit_id:281, owner:281, planning_rgn:None, num_of_circuits:None, current:None, line_segment_length_km:6, line_segment_length_mi:6, line_length_km:6, line_length_mi:6, voltage:6, reactance:24, smax:25, sum_ampacity:None, win_ampacity:None, sum_rating:None, win_rating:None, power_factor:None, win_capacity:23, starting_node_code:None, ending_node_name:281, ending_node_code:None, other_references:None, notes:None
233 | 10909 | B24P | ON | Ontario | HONI | 1 | ac | 1.5 | 0.926 | 3 | 1.852 | 230 | [6 empty] | 3 | 402 | 435 |  | ON_BCA_TSS |  | ON_DGP_DSS |  | circuit_id:281, owner:281, planning_rgn:None, num_of_circuits:None, current:None, line_segment_length_km:6, line_segment_length_mi:6, line_length_km:6, line_length_mi:6, voltage:6, reactance:24, smax:25, sum_ampacity:None, win_ampacity:None, sum_rating:None, win_rating:None, power_factor:None, win_capacity:23, starting_node_code:None, ending_node_name:281, ending_node_code:None, other_references:None, notes:None
234 | 10910 | B27S | ON | Ontario | HONI | 1 | ac | 75 | 46.296 | 75.1 | 46.358 | 230 | [6 empty] | 3 | 402 | 435 |  | ON_BCA_TSS |  | ON_OWS_JCT |  | circuit_id:281, owner:281, planning_rgn:None, num_of_circuits:None, current:None, line_segment_length_km:6, line_segment_length_mi:6, line_length_km:6, line_length_mi:6, voltage:6, reactance:24, smax:25, sum_ampacity:None, win_ampacity:None, sum_rating:None, win_rating:None, power_factor:None, win_capacity:23, starting_node_code:None, ending_node_name:281, ending_node_code:None, other_references:None, notes:None
235 | 10911 | B27S | ON | Ontario | HONI | 2 | ac | 0.1 | 0.062 | 75.1 | 46.358 | 230 | [6 empty] | 3 | 402 | 435 |  | ON_OWS_JCT |  | ON_OWS_DSS |  | circuit_id:281, owner:281, planning_rgn:None, num_of_circuits:None, current:None, line_segment_length_km:6, line_segment_length_mi:6, line_length_km:6, line_length_mi:6, voltage:6, reactance:24, smax:25, sum_ampacity:None, win_ampacity:None, sum_rating:None, win_rating:None, power_factor:None, win_capacity:23, starting_node_code:None, ending_node_name:281, ending_node_code:None, other_references:None, notes:None
236 | 10912 | B28S | ON | Ontario | HONI | 1 | ac | 75 | 46.296 | 75 | 46.296 | 230 | [6 empty] | 3 | 402 | 435 |  | ON_BCA_TSS |  | ON_OWS_DSS |  | circuit_id:281, owner:281, planning_rgn:None, num_of_circuits:None, current:None, line_segment_length_km:6, line_segment_length_mi:6, line_length_km:6, line_length_mi:6, voltage:6, reactance:24, smax:25, sum_ampacity:None, win_ampacity:None, sum_rating:None, win_rating:None, power_factor:None, win_capacity:23, starting_node_code:None, ending_node_name:281, ending_node_code:None, other_references:None, notes:None
237 | 10913 | B3 | ON | Ontario | HONI | 1 | ac | 12 | 7.407 | 25.2 | 15.556 | 115 | [6 empty] | 3 | 98 | 108 |  | ON_BUR_DSS |  | ON_DDS_JCT |  | circuit_id:281, owner:281, planning_rgn:None, num_of_circuits:None, current:None, line_segment_length_km:7, line_segment_length_mi:7, line_length_km:7, line_length_mi:7, voltage:7, reactance:24, smax:25, sum_ampacity:None, win_ampacity:None, sum_rating:None, win_rating:None, power_factor:None, win_capacity:23, starting_node_code:None, ending_node_name:281, ending_node_code:None, other_references:None, notes:None
238 | 10914 | B3 | ON | Ontario | HONI | 1 | ac | 0.1 | 0.062 | 25.2 | 15.556 | 115 | [6 empty] | 3 | 98 | 108 |  | ON_DDS_JCT |  | ON_DDS_DSS |  | circuit_id:281, owner:281, planning_rgn:None, num_of_circuits:None, current:None, line_segment_length_km:7, line_segment_length_mi:7, line_length_km:7, line_length_mi:7, voltage:7, reactance:24, smax:25, sum_ampacity:None, win_ampacity:None, sum_rating:None, win_rating:None, power_factor:None, win_capacity:23, starting_node_code:None, ending_node_name:281, ending_node_code:None, other_references:None, notes:None
239 | 10915 | B3 | ON | Ontario | HONI | 1 | ac | 1 | 0.617 | 25.2 | 15.556 | 115 | [6 empty] | 3 | 98 | 108 |  | ON_DDS_JCT |  | ON_MCM_JCT |  | circuit_id:281, owner:281, planning_rgn:None, num_of_circuits:None, current:None, line_segment_length_km:7, line_segment_length_mi:7, line_length_km:7, line_length_mi:7, voltage:7, reactance:24, smax:25, sum_ampacity:None, win_ampacity:None, sum_rating:None, win_rating:None, power_factor:None, win_capacity:23, starting_node_code:None, ending_node_name:281, ending_node_code:None, other_references:None, notes:None
240 | 10916 | B3 | ON | Ontario | HONI | 1 | ac | 0.1 | 0.062 | 25.2 | 15.556 | 115 | [6 empty] | 3 | 98 | 108 |  | ON_MCM_JCT |  | ON_MCM_ISS |  | circuit_id:281, owner:281, planning_rgn:None, num_of_circuits:None, current:None, line_segment_length_km:7, line_segment_length_mi:7, line_length_km:7, line_length_mi:7, voltage:7, reactance:24, smax:25, sum_ampacity:None, win_ampacity:None, sum_rating:None, win_rating:None, power_factor:None, win_capacity:23, starting_node_code:None, ending_node_name:281, ending_node_code:None, other_references:None, notes:None
241 | 10917 | B3 | ON | Ontario | HONI | 1 | ac | 2 | 1.235 | 25.2 | 15.556 | 115 | [6 empty] | 3 | 98 | 108 |  | ON_MCM_JCT |  | ON_HGM_JCT |  | circuit_id:281, owner:281, planning_rgn:None, num_of_circuits:None, current:None, line_segment_length_km:7, line_segment_length_mi:7, line_length_km:7, line_length_mi:7, voltage:7, reactance:24, smax:25, sum_ampacity:None, win_ampacity:None, sum_rating:None, win_rating:None, power_factor:None, win_capacity:23, starting_node_code:None, ending_node_name:281, ending_node_code:None, other_references:None, notes:None
242 | 10918 | B3 | ON | Ontario | HONI | 1 | ac | 2 | 1.235 | 25.2 | 15.556 | 115 | [6 empty] | 3 | 98 | 108 |  | ON_HGM_JCT |  | ON_NWT_DSS |  | circuit_id:281, owner:281, planning_rgn:None, num_of_circuits:None, current:None, line_segment_length_km:7, line_segment_length_mi:7, line_length_km:7, line_length_mi:7, voltage:7, reactance:24, smax:25, sum_ampacity:None, win_ampacity:None, sum_rating:None, win_rating:None, power_factor:None, win_capacity:23, starting_node_code:None, ending_node_name:281, ending_node_code:None, other_references:None, notes:None
243 | 10919 | B3 | ON | Ontario | HONI | 1 | ac | 7 | 4.321 | 25.2 | 15.556 | 115 | [6 empty] | 3 | 98 | 108 |  | ON_HGM_JCT |  | ON_GLF_JCT |  | circuit_id:281, owner:281, planning_rgn:None, num_of_circuits:None, current:None, line_segment_length_km:7, line_segment_length_mi:7, line_length_km:7, line_length_mi:7, voltage:7, reactance:24, smax:25, sum_ampacity:None, win_ampacity:None, sum_rating:None, win_rating:None, power_factor:None, win_capacity:23, starting_node_code:None, ending_node_name:281, ending_node_code:None, other_references:None, notes:None
244 | 10920 | B3 | ON | Ontario | HONI | 1 | ac | 1 | 0.617 | 25.2 | 15.556 | 115 | [6 empty] | 3 | 98 | 108 |  | ON_GLF_JCT |  | ON_MOH_DSS |  | circuit_id:281, owner:281, planning_rgn:None, num_of_circuits:None, current:None, line_segment_length_km:7, line_segment_length_mi:7, line_length_km:7, line_length_mi:7, voltage:7, reactance:24, smax:25, sum_ampacity:None, win_ampacity:None, sum_rating:None, win_rating:None, power_factor:None, win_capacity:23, starting_node_code:None, ending_node_name:281, ending_node_code:None, other_references:None, notes:None
245 | 10921 | B31L | ON | Ontario | HONI | 1 | ac | 20 | 12.346 | 67.2 | 41.481 | 230 | [6 empty] | 3 | 402 | 435 |  | ON_STL_DSS |  | ON_RSR_JCT |  | circuit_id:281, owner:281, planning_rgn:None, num_of_circuits:None, current:None, line_segment_length_km:6, line_segment_length_mi:6, line_length_km:6, line_length_mi:6, voltage:6, reactance:24, smax:25, sum_ampacity:None, win_ampacity:None, sum_rating:None, win_rating:None, power_factor:None, win_capacity:23, starting_node_code:None, ending_node_name:281, ending_node_code:None, other_references:None, notes:None
246 | 10922 | B31L | ON | Ontario | HONI | 1 | ac | 47.1 | 29.074 | 67.2 | 41.481 | 230 | [6 empty] | 3 | 402 | 435 |  | ON_RSR_JCT |  | ON_B5D_JCT |  | circuit_id:281, owner:281, planning_rgn:None, num_of_circuits:None, current:None, line_segment_length_km:7, line_segment_length_mi:7, line_length_km:7, line_length_mi:7, voltage:7, reactance:24, smax:25, sum_ampacity:None, win_ampacity:None, sum_rating:None, win_rating:None, power_factor:None, win_capacity:23, starting_node_code:None, ending_node_name:281, ending_node_code:None, other_references:None, notes:None
247 | 10923 | B31L | ON | Ontario | HONI | 1 | ac | 0.1 | 0.062 | 67.2 | 41.481 | 230 | [6 empty] | 3 | 402 | 435 |  | ON_B5D_JCT |  | PP_ONQC1_IPT |  | circuit_id:281, owner:281, planning_rgn:None, num_of_circuits:None, current:None, line_segment_length_km:7, line_segment_length_mi:7, line_length_km:7, line_length_mi:7, voltage:7, reactance:24, smax:25, sum_ampacity:None, win_ampacity:None, sum_rating:None, win_rating:None, power_factor:None, win_capacity:23, starting_node_code:None, ending_node_name:281, ending_node_code:None, other_references:None, notes:None
248 | 10924 | B3E | ON | Ontario | HONI | 1 | ac | 57 | 35.185 | 57.1 | 35.247 | 115 | [6 empty] | 3 | 98 | 108 |  | ON_BLD_DSS |  | ON_ELL_JCT |  | circuit_id:281, owner:281, planning_rgn:None, num_of_circuits:None, current:None, line_segment_length_km:6, line_segment_length_mi:6, line_length_km:6, line_length_mi:6, voltage:6, reactance:24, smax:25, sum_ampacity:None, win_ampacity:None, sum_rating:None, win_rating:None, power_factor:None, win_capacity:23, starting_node_code:None, ending_node_name:281, ending_node_code:None, other_references:None, notes:None
249 | 10925 | B3E | ON | Ontario | HONI | 1 | ac | 0.1 | 0.062 | 57.1 | 35.247 | 115 | [6 empty] | 3 | 98 | 108 |  | ON_ELL_JCT |  | ON_ELL_DSS |  | circuit_id:281, owner:281, planning_rgn:None, num_of_circuits:None, current:None, line_segment_length_km:6, line_segment_length_mi:6, line_length_km:6, line_length_mi:6, voltage:6, reactance:24, smax:25, sum_ampacity:None, win_ampacity:None, sum_rating:None, win_rating:None, power_factor:None, win_capacity:23, starting_node_code:None, ending_node_name:281, ending_node_code:None, other_references:None, notes:None
250 | 10926 | B3N | ON | Ontario | HONI | 1 | ac | 0.3 | 0.185 | 5.8 | 3.58 | 230 | [6 empty] | 3 | 402 | 435 |  | ON_SNS_JCT |  | ON_SNS_TSS |  | circuit_id:281, owner:281, planning_rgn:None, num_of_circuits:None, current:None, line_segment_length_km:7, line_segment_length_mi:7, line_length_km:7, line_length_mi:7, voltage:7, reactance:24, smax:25, sum_ampacity:None, win_ampacity:None, sum_rating:None, win_rating:None, power_factor:None, win_capacity:23, starting_node_code:None, ending_node_name:281, ending_node_code:None, other_references:None, notes:None
251 | 10927 | B3N | ON | Ontario | HONI | 1 | ac | 2.4 | 1.481 | 5.8 | 3.58 | 230 | [6 empty] | 3 | 402 | 435 |  | ON_SNS_JCT |  | ON_VDL_JCT |  | circuit_id:281, owner:281, planning_rgn:None, num_of_circuits:None, current:None, line_segment_length_km:7, line_segment_length_mi:7, line_length_km:7, line_length_mi:7, voltage:7, reactance:24, smax:25, sum_ampacity:None, win_ampacity:None, sum_rating:None, win_rating:None, power_factor:None, win_capacity:23, starting_node_code:None, ending_node_name:281, ending_node_code:None, other_references:None, notes:None
252 | 10928 | B3N | ON | Ontario | HONI | 1 | ac | 0.7 | 0.432 | 5.8 | 3.58 | 230 | [6 empty] | 3 | 402 | 435 |  | ON_VDL_JCT |  | ON_SOC_JCT |  | circuit_id:281, owner:281, planning_rgn:None, num_of_circuits:None, current:None, line_segment_length_km:7, line_segment_length_mi:7, line_length_km:7, line_length_mi:7, voltage:7, reactance:24, smax:25, sum_ampacity:None, win_ampacity:None, sum_rating:None, win_rating:None, power_factor:None, win_capacity:23, starting_node_code:None, ending_node_name:281, ending_node_code:None, other_references:None, notes:None
253 | 10929 | B3N | ON | Ontario | HONI | 1 | ac | 2.4 | 1.481 | 5.8 | 3.58 | 230 | [6 empty] | 3 | 590 | 590 |  | ON_SOC_JCT |  | XX_ONUS2_INT |  | circuit_id:281, owner:281, planning_rgn:None, num_of_circuits:None, current:None, line_segment_length_km:7, line_segment_length_mi:7, line_length_km:7, line_length_mi:7, voltage:7, reactance:24, smax:25, sum_ampacity:None, win_ampacity:None, sum_rating:None, win_rating:None, power_factor:None, win_capacity:169, starting_node_code:None, ending_node_name:281, ending_node_code:None, other_references:None, notes:None
254 | 10930 | B4 | ON | Ontario | HONI | 1 | ac | 12 | 7.407 | 25.2 | 15.556 | 115 | [6 empty] | 3 | 98 | 108 |  | ON_BUR_DSS |  | ON_DDS_JCT |  | circuit_id:281, owner:281, planning_rgn:None, num_of_circuits:None, current:None, line_segment_length_km:7, line_segment_length_mi:7, line_length_km:7, line_length_mi:7, voltage:7, reactance:24, smax:25, sum_ampacity:None, win_ampacity:None, sum_rating:None, win_rating:None, power_factor:None, win_capacity:23, starting_node_code:None, ending_node_name:281, ending_node_code:None, other_references:None, notes:None
255 | 10931 | B4 | ON | Ontario | HONI | 1 | ac | 0.1 | 0.062 | 25.2 | 15.556 | 115 | [6 empty] | 3 | 98 | 108 |  | ON_DDS_JCT |  | ON_DDS_DSS |  | circuit_id:281, owner:281, planning_rgn:None, num_of_circuits:None, current:None, line_segment_length_km:7, line_segment_length_mi:7, line_length_km:7, line_length_mi:7, voltage:7, reactance:24, smax:25, sum_ampacity:None, win_ampacity:None, sum_rating:None, win_rating:None, power_factor:None, win_capacity:23, starting_node_code:None, ending_node_name:281, ending_node_code:None, other_references:None, notes:None
256 | 10932 | B4 | ON | Ontario | HONI | 1 | ac | 1 | 0.617 | 25.2 | 15.556 | 115 | [6 empty] | 3 | 98 | 108 |  | ON_DDS_JCT |  | ON_MCM_JCT |  | circuit_id:281, owner:281, planning_rgn:None, num_of_circuits:None, current:None, line_segment_length_km:7, line_segment_length_mi:7, line_length_km:7, line_length_mi:7, voltage:7, reactance:24, smax:25, sum_ampacity:None, win_ampacity:None, sum_rating:None, win_rating:None, power_factor:None, win_capacity:23, starting_node_code:None, ending_node_name:281, ending_node_code:None, other_references:None, notes:None
257 | 10933 | B4 | ON | Ontario | HONI | 1 | ac | 0.1 | 0.062 | 25.2 | 15.556 | 115 | [6 empty] | 3 | 98 | 108 |  | ON_MCM_JCT |  | ON_MCM_ISS |  | circuit_id:281, owner:281, planning_rgn:None, num_of_circuits:None, current:None, line_segment_length_km:7, line_segment_length_mi:7, line_length_km:7, line_length_mi:7, voltage:7, reactance:24, smax:25, sum_ampacity:None, win_ampacity:None, sum_rating:None, win_rating:None, power_factor:None, win_capacity:23, starting_node_code:None, ending_node_name:281, ending_node_code:None, other_references:None, notes:None
258 | 10934 | B4 | ON | Ontario | HONI | 1 | ac | 2 | 1.235 | 25.2 | 15.556 | 115 | [6 empty] | 3 | 98 | 108 |  | ON_MCM_JCT |  | ON_HGM_JCT |  | circuit_id:281, owner:281, planning_rgn:None, num_of_circuits:None, current:None, line_segment_length_km:7, line_segment_length_mi:7, line_length_km:7, line_length_mi:7, voltage:7, reactance:24, smax:25, sum_ampacity:None, win_ampacity:None, sum_rating:None, win_rating:None, power_factor:None, win_capacity:23, starting_node_code:None, ending_node_name:281, ending_node_code:None, other_references:None, notes:None
259 | 10935 | B4 | ON | Ontario | HONI | 1 | ac | 2 | 1.235 | 25.2 | 15.556 | 115 | [6 empty] | 3 | 98 | 108 |  | ON_HGM_JCT |  | ON_NWT_DSS |  | circuit_id:281, owner:281, planning_rgn:None, num_of_circuits:None, current:None, line_segment_length_km:7, line_segment_length_mi:7, line_length_km:7, line_length_mi:7, voltage:7, reactance:24, smax:25, sum_ampacity:None, win_ampacity:None, sum_rating:None, win_rating:None, power_factor:None, win_capacity:23, starting_node_code:None, ending_node_name:281, ending_node_code:None, other_references:None, notes:None
260 | 10936 | B4 | ON | Ontario | HONI | 1 | ac | 7 | 4.321 | 25.2 | 15.556 | 115 | [6 empty] | 3 | 98 | 108 |  | ON_HGM_JCT |  | ON_GLF_JCT |  | circuit_id:281, owner:281, planning_rgn:None, num_of_circuits:None, current:None, line_segment_length_km:7, line_segment_length_mi:7, line_length_km:7, line_length_mi:7, voltage:7, reactance:24, smax:25, sum_ampacity:None, win_ampacity:None, sum_rating:None, win_rating:None, power_factor:None, win_capacity:23, starting_node_code:None, ending_node_name:281, ending_node_code:None, other_references:None, notes:None
261 | 10937 | B4 | ON | Ontario | HONI | 1 | ac | 1 | 0.617 | 25.2 | 15.556 | 115 | [6 empty] | 3 | 98 | 108 |  | ON_GLF_JCT |  | ON_MOH_DSS |  | circuit_id:281, owner:281, planning_rgn:None, num_of_circuits:None, current:None, line_segment_length_km:7, line_segment_length_mi:7, line_length_km:7, line_length_mi:7, voltage:7, reactance:24, smax:25, sum_ampacity:None, win_ampacity:None, sum_rating:None, win_rating:None, power_factor:None, win_capacity:23, starting_node_code:None, ending_node_name:281, ending_node_code:None, other_references:None, notes:None
262 | 10938 | B40C | ON | Ontario | HONI | 1 | ac | 4 | 2.469 | 4 | 2.469 | 230 | [6 empty] | 3 | 402 | 435 |  | ON_BUR_DSS |  | ON_CUM_DSS |  | circuit_id:281, owner:281, planning_rgn:None, num_of_circuits:None, current:None, line_segment_length_km:7, line_segment_length_mi:7, line_length_km:7, line_length_mi:7, voltage:7, reactance:24, smax:25, sum_ampacity:None, win_ampacity:None, sum_rating:None, win_rating:None, power_factor:None, win_capacity:23, starting_node_code:None, ending_node_name:281, ending_node_code:None, other_references:None, notes:None
263 | 10939 | B41C | ON | Ontario | HONI | 1 | ac | 4 | 2.469 | 4 | 2.469 | 230 | [6 empty] | 3 | 402 | 435 |  | ON_BUR_DSS |  | ON_CUM_DSS |  | circuit_id:281, owner:281, planning_rgn:None, num_of_circuits:None, current:None, line_segment_length_km:7, line_segment_length_mi:7, line_length_km:7, line_length_mi:7, voltage:7, reactance:24, smax:25, sum_ampacity:None, win_ampacity:None, sum_rating:None, win_rating:None, power_factor:None, win_capacity:23, starting_node_code:None, ending_node_name:281, ending_node_code:None, other_references:None, notes:None
264 | 10940 | B4B | ON | Ontario | HONI | 1 | ac | 0.5 | 0.309 | 0.5 | 0.309 | 115 | [6 empty] | 3 | 98 | 108 |  | ON_BLD_DSS |  | ON_ALG_TSS |  | circuit_id:281, owner:281, planning_rgn:None, num_of_circuits:None, current:None, line_segment_length_km:7, line_segment_length_mi:7, line_length_km:7, line_length_mi:7, voltage:7, reactance:24, smax:25, sum_ampacity:None, win_ampacity:None, sum_rating:None, win_rating:None, power_factor:None, win_capacity:23, starting_node_code:None, ending_node_name:281, ending_node_code:None, other_references:None, notes:None
265 | 10941 | B4E | ON | Ontario | HONI | 1 | ac | 57 | 35.185 | 57 | 35.185 | 115 | [6 empty] | 3 | 98 | 108 |  | ON_BLD_DSS |  | ON_ELL_DSS |  | circuit_id:281, owner:281, planning_rgn:None, num_of_circuits:None, current:None, line_segment_length_km:6, line_segment_length_mi:6, line_length_km:6, line_length_mi:6, voltage:6, reactance:24, smax:25, sum_ampacity:None, win_ampacity:None, sum_rating:None, win_rating:None, power_factor:None, win_capacity:23, starting_node_code:None, ending_node_name:281, ending_node_code:None, other_references:None, notes:None
266 | 10942 | B4V | ON | Ontario | HONI | 1 | ac | 12 | 7.407 | 128.4 | 79.259 | 230 | [6 empty] | 2.37 | 318 | 344 |  | ON_ORA_DSS |  | ON_AMA_JCT |  | circuit_id:281, owner:281, planning_rgn:None, num_of_circuits:None, current:None, line_segment_length_km:7, line_segment_length_mi:7, line_length_km:7, line_length_mi:7, voltage:7, reactance:24, smax:25, sum_ampacity:None, win_ampacity:None, sum_rating:None, win_rating:None, power_factor:None, win_capacity:23, starting_node_code:None, ending_node_name:281, ending_node_code:None, other_references:None, notes:None
267 | 10943 | B4V | ON | Ontario | HONI | 1 | ac | 0.1 | 0.062 | 128.4 | 79.259 | 230 | [6 empty] | 2.37 | 318 | 344 |  | ON_AMA_JCT |  | ON_AMA_ISS |  | circuit_id:281, owner:281, planning_rgn:None, num_of_circuits:None, current:None, line_segment_length_km:7, line_segment_length_mi:7, line_length_km:7, line_length_mi:7, voltage:7, reactance:24, smax:25, sum_ampacity:None, win_ampacity:None, sum_rating:None, win_rating:None, power_factor:None, win_capacity:23, starting_node_code:None, ending_node_name:281, ending_node_code:None, other_references:None, notes:None
268 | 10944 | B4V | ON | Ontario | HONI | 1 | ac | 12 | 7.407 | 128.4 | 79.259 | 230 | [6 empty] | 2.37 | 318 | 344 |  | ON_AMA_JCT |  | ON_GV3_JCT |  | circuit_id:281, owner:281, planning_rgn:None, num_of_circuits:None, current:None, line_segment_length_km:6, line_segment_length_mi:6, line_length_km:6, line_length_mi:6, voltage:6, reactance:24, smax:25, sum_ampacity:None, win_ampacity:None, sum_rating:None, win_rating:None, power_factor:None, win_capacity:23, starting_node_code:None, ending_node_name:281, ending_node_code:None, other_references:None, notes:None
269 | 10945 | B4V | ON | Ontario | HONI | 1 | ac | 0.1 | 0.062 | 128.4 | 79.259 | 230 | [6 empty] | 2.37 | 318 | 344 |  | ON_GV3_JCT |  | ON_GV3_GSS |  | circuit_id:281, owner:281, planning_rgn:None, num_of_circuits:None, current:None, line_segment_length_km:6, line_segment_length_mi:6, line_length_km:6, line_length_mi:6, voltage:6, reactance:24, smax:25, sum_ampacity:None, win_ampacity:None, sum_rating:None, win_rating:None, power_factor:None, win_capacity:23, starting_node_code:None, ending_node_name:281, ending_node_code:None, other_references:None, notes:None
270 | 10946 | B4V | ON | Ontario | HONI | 1 | ac | 28 | 17.284 | 128.4 | 79.259 | 230 | [6 empty] | 2.37 | 318 | 344 |  | ON_GV3_JCT |  | ON_SOG_JCT |  | circuit_id:281, owner:281, planning_rgn:None, num_of_circuits:None, current:None, line_segment_length_km:6, line_segment_length_mi:6, line_length_km:6, line_length_mi:6, voltage:6, reactance:24, smax:25, sum_ampacity:None, win_ampacity:None, sum_rating:None, win_rating:None, power_factor:None, win_capacity:23, starting_node_code:None, ending_node_name:281, ending_node_code:None, other_references:None, notes:None
271 | 10947 | B4V | ON | Ontario | HONI | 1 | ac | 0.1 | 0.062 | 128.4 | 79.259 | 230 | [6 empty] | 2.37 | 318 | 344 |  | ON_SOG_JCT |  | ON_SOG_GSS |  | circuit_id:281, owner:281, planning_rgn:None, num_of_circuits:None, current:None, line_segment_length_km:6, line_segment_length_mi:6, line_length_km:6, line_length_mi:6, voltage:6, reactance:24, smax:25, sum_ampacity:None, win_ampacity:None, sum_rating:None, win_rating:None, power_factor:None, win_capacity:23, starting_node_code:None, ending_node_name:281, ending_node_code:None, other_references:None, notes:None
272 | 10948 | B4V | ON | Ontario | HONI | 1 | ac | 28 | 17.284 | 128.4 | 79.259 | 230 | [6 empty] | 2.37 | 318 | 344 |  | ON_SOG_JCT |  | ON_HNV_DSS |  | circuit_id:281, owner:281, planning_rgn:None, num_of_circuits:None, current:None, line_segment_length_km:6, line_segment_length_mi:6, line_length_km:6, line_length_mi:6, voltage:6, reactance:24, smax:25, sum_ampacity:None, win_ampacity:None, sum_rating:None, win_rating:None, power_factor:None, win_capacity:23, starting_node_code:None, ending_node_name:281, ending_node_code:None, other_references:None, notes:None
273 | 10949 | B4V | ON | Ontario | HONI | 1 | ac | 40 | 24.691 | 128.4 | 79.259 | 230 | [6 empty] | 2.37 | 318 | 344 |  | ON_HNV_DSS |  | ON_UDW_JCT |  | circuit_id:281, owner:281, planning_rgn:None, num_of_circuits:None, current:None, line_segment_length_km:6, line_segment_length_mi:6, line_length_km:6, line_length_mi:6, voltage:6, reactance:24, smax:25, sum_ampacity:None, win_ampacity:None, sum_rating:None, win_rating:None, power_factor:None, win_capacity:23, starting_node_code:None, ending_node_name:281, ending_node_code:None, other_references:None, notes:None
274 | 10950 | B4V | ON | Ontario | HONI | 1 | ac | 0.1 | 0.062 | 128.4 | 79.259 | 230 | [6 empty] | 2.37 | 318 | 344 |  | ON_UDW_JCT |  | ON_UDW_GSS |  | circuit_id:281, owner:281, planning_rgn:None, num_of_circuits:None, current:None, line_segment_length_km:6, line_segment_length_mi:6, line_length_km:6, line_length_mi:6, voltage:6, reactance:24, smax:25, sum_ampacity:None, win_ampacity:None, sum_rating:None, win_rating:None, power_factor:None, win_capacity:23, starting_node_code:None, ending_node_name:281, ending_node_code:None, other_references:None, notes:None
275 | 10951 | B4V | ON | Ontario | HONI | 1 | ac | 8 | 4.938 | 128.4 | 79.259 | 230 | [6 empty] | 2.37 | 318 | 344 |  | ON_UDW_JCT |  | ON_BCA_TSS |  | circuit_id:281, owner:281, planning_rgn:None, num_of_circuits:None, current:None, line_segment_length_km:6, line_segment_length_mi:6, line_length_km:6, line_length_mi:6, voltage:6, reactance:24, smax:25, sum_ampacity:None, win_ampacity:None, sum_rating:None, win_rating:None, power_factor:None, win_capacity:23, starting_node_code:None, ending_node_name:281, ending_node_code:None, other_references:None, notes:None
276 | 10952 | B501M | ON | Ontario | HONI | 1 | ac | 16 | 9.877 | 176 | 108.642 | 500 | [6 empty] | 1.93 | 1637 | 2070 |  | ON_BCB_SWS |  | ON_WLC_JCT |  | circuit_id:281, owner:281, planning_rgn:None, num_of_circuits:None, current:None, line_segment_length_km:6, line_segment_length_mi:6, line_length_km:6, line_length_mi:6, voltage:6, reactance:24, smax:25, sum_ampacity:None, win_ampacity:None, sum_rating:None, win_rating:None, power_factor:None, win_capacity:23, starting_node_code:None, ending_node_name:281, ending_node_code:None, other_references:None, notes:None
277 | 10953 | B501M | ON | Ontario | HONI | 1 | ac | 160 | 98.765 | 176 | 108.642 | 500 | [6 empty] | 1.93 | 1637 | 2070 |  | ON_WLC_JCT |  | ON_MIL_SWS |  | circuit_id:281, owner:281, planning_rgn:None, num_of_circuits:None, current:None, line_segment_length_km:6, line_segment_length_mi:6, line_length_km:6, line_length_mi:6, voltage:6, reactance:24, smax:25, sum_ampacity:None, win_ampacity:None, sum_rating:None, win_rating:None, power_factor:None, win_capacity:23, starting_node_code:None, ending_node_name:281, ending_node_code:None, other_references:None, notes:None
278 | 10954 | B502M | ON | Ontario | HONI | 1 | ac | 16 | 9.877 | 176 | 108.642 | 500 | [6 empty] | 1.93 | 1637 | 2070 |  | ON_BCA_TSS |  | ON_WLC_JCT |  | circuit_id:281, owner:281, planning_rgn:None, num_of_circuits:None, current:None, line_segment_length_km:6, line_segment_length_mi:6, line_length_km:6, line_length_mi:6, voltage:6, reactance:24, smax:25, sum_ampacity:None, win_ampacity:None, sum_rating:None, win_rating:None, power_factor:None, win_capacity:23, starting_node_code:None, ending_node_name:281, ending_node_code:None, other_references:None, notes:None
279 | 10955 | B502M | ON | Ontario | HONI | 1 | ac | 160 | 98.765 | 176 | 108.642 | 500 | [6 empty] | 1.93 | 1637 | 2070 |  | ON_WLC_JCT |  | ON_MIL_SWS |  | circuit_id:281, owner:281, planning_rgn:None, num_of_circuits:None, current:None, line_segment_length_km:6, line_segment_length_mi:6, line_length_km:6, line_length_mi:6, voltage:6, reactance:24, smax:25, sum_ampacity:None, win_ampacity:None, sum_rating:None, win_rating:None, power_factor:None, win_capacity:23, starting_node_code:None, ending_node_name:281, ending_node_code:None, other_references:None, notes:None
280 | 10956 | B540C | ON | Ontario | HONI | 1 | ac | 45 | 27.778 | 45 | 27.778 | 500 | [6 empty] | 3 | 2550 | 3225 |  | ON_BOW_SWS |  | ON_CHW_DSS |  | circuit_id:281, owner:281, planning_rgn:None, num_of_circuits:None, current:None, line_segment_length_km:6, line_segment_length_mi:6, line_length_km:6, line_length_mi:6, voltage:6, reactance:24, smax:25, sum_ampacity:None, win_ampacity:None, sum_rating:None, win_rating:None, power_factor:None, win_capacity:23, starting_node_code:None, ending_node_name:281, ending_node_code:None, other_references:None, notes:None
281 | 10957 | B541C | ON | Ontario | HONI | 1 | ac | 45 | 27.778 | 45 | 27.778 | 500 | [6 empty] | 3 | 2550 | 3225 |  | ON_BOW_SWS |  | ON_CHW_DSS |  | circuit_id:281, owner:281, planning_rgn:None, num_of_circuits:None, current:None, line_segment_length_km:6, line_segment_length_mi:6, line_length_km:6, line_length_mi:6, voltage:6, reactance:24, smax:25, sum_ampacity:None, win_ampacity:None, sum_rating:None, win_rating:None, power_factor:None, win_capacity:23, starting_node_code:None, ending_node_name:281, ending_node_code:None, other_references:None, notes:None
282 | 10958 | B542C | ON | Ontario | HONI | 1 | ac | 45 | 27.778 | 45 | 27.778 | 500 | [6 empty] | 3 | 2550 | 3225 |  | ON_BOW_SWS |  | ON_CHW_DSS |  | circuit_id:281, owner:281, planning_rgn:None, num_of_circuits:None, current:None, line_segment_length_km:6, line_segment_length_mi:6, line_length_km:6, line_length_mi:6, voltage:6, reactance:24, smax:25, sum_ampacity:None, win_ampacity:None, sum_rating:None, win_rating:None, power_factor:None, win_capacity:23, starting_node_code:None, ending_node_name:281, ending_node_code:None, other_references:None, notes:None
283 | 10959 | B543TC | ON | Ontario | HONI | 1 | ac | 20 | 12.346 | 45.1 | 27.84 | 500 | [6 empty] | 3 | 2550 | 3225 |  | ON_BOW_SWS |  | ON_CLG_JCT |  | circuit_id:281, owner:281, planning_rgn:None, num_of_circuits:None, current:None, line_segment_length_km:6, line_segment_length_mi:6, line_length_km:6, line_length_mi:6, voltage:6, reactance:24, smax:25, sum_ampacity:None, win_ampacity:None, sum_rating:None, win_rating:None, power_factor:None, win_capacity:23, starting_node_code:None, ending_node_name:281, ending_node_code:None, other_references:None, notes:None
284 | 10960 | B543TC | ON | Ontario | HONI | 1 | ac | 25 | 15.432 | 45.1 | 27.84 | 500 | [6 empty] | 3 | 2550 | 3225 |  | ON_CLG_JCT |  | ON_CHW_DSS |  | circuit_id:281, owner:281, planning_rgn:None, num_of_circuits:None, current:None, line_segment_length_km:6, line_segment_length_mi:6, line_length_km:6, line_length_mi:6, voltage:6, reactance:24, smax:25, sum_ampacity:None, win_ampacity:None, sum_rating:None, win_rating:None, power_factor:None, win_capacity:23, starting_node_code:None, ending_node_name:281, ending_node_code:None, other_references:None, notes:None
285 | 10961 | B543TC | ON | Ontario | HONI | 1 | ac | 0.1 | 0.062 | 45.1 | 27.84 | 500 | [6 empty] | 3 | 2550 | 3225 |  | ON_CLG_JCT |  | ON_CLG_TSS |  | circuit_id:281, owner:281, planning_rgn:None, num_of_circuits:None, current:None, line_segment_length_km:6, line_segment_length_mi:6, line_length_km:6, line_length_mi:6, voltage:6, reactance:24, smax:25, sum_ampacity:None, win_ampacity:None, sum_rating:None, win_rating:None, power_factor:None, win_capacity:23, starting_node_code:None, ending_node_name:281, ending_node_code:None, other_references:None, notes:None
286 | 10962 | B560V | ON | Ontario | HONI | 1 | ac | 16 | 9.877 | 214 | 132.099 | 500 | [6 empty] | 1.69 | 1439 | 1820 |  | ON_BCA_TSS |  | ON_WLC_JCT |  | circuit_id:281, owner:281, planning_rgn:None, num_of_circuits:None, current:None, line_segment_length_km:6, line_segment_length_mi:6, line_length_km:6, line_length_mi:6, voltage:6, reactance:24, smax:25, sum_ampacity:None, win_ampacity:None, sum_rating:None, win_rating:None, power_factor:None, win_capacity:23, starting_node_code:None, ending_node_name:281, ending_node_code:None, other_references:None, notes:None
287 | 10963 | B560V | ON | Ontario | HONI | 1 | ac | 160 | 98.765 | 214 | 132.099 | 500 | [6 empty] | 1.69 | 1439 | 1820 |  | ON_WLC_JCT |  | ON_MIL_SWS |  | circuit_id:281, owner:281, planning_rgn:None, num_of_circuits:None, current:None, line_segment_length_km:6, line_segment_length_mi:6, line_length_km:6, line_length_mi:6, voltage:6, reactance:24, smax:25, sum_ampacity:None, win_ampacity:None, sum_rating:None, win_rating:None, power_factor:None, win_capacity:23, starting_node_code:None, ending_node_name:281, ending_node_code:None, other_references:None, notes:None
288 | 10964 | B560V | ON | Ontario | HONI | 1 | ac | 38 | 23.457 | 214 | 132.099 | 500 | [6 empty] | 1.69 | 1439 | 1820 |  | ON_MIL_SWS |  | ON_CLV_TSS |  | circuit_id:281, owner:281, planning_rgn:None, num_of_circuits:None, current:None, line_segment_length_km:6, line_segment_length_mi:6, line_length_km:6, line_length_mi:6, voltage:6, reactance:24, smax:25, sum_ampacity:None, win_ampacity:None, sum_rating:None, win_rating:None, power_factor:None, win_capacity:23, starting_node_code:None, ending_node_name:281, ending_node_code:None, other_references:None, notes:None
289 | 10965 | B561M | ON | Ontario | HONI | 1 | ac | 0.1 | 0.062 | 176.1 | 108.704 | 500 | [6 empty] | 1.93 | 1636 | 2070 |  | ON_BCB_SWS |  | ON_BCC_JCT |  | circuit_id:281, owner:281, planning_rgn:None, num_of_circuits:None, current:None, line_segment_length_km:6, line_segment_length_mi:6, line_length_km:6, line_length_mi:6, voltage:6, reactance:24, smax:25, sum_ampacity:None, win_ampacity:None, sum_rating:None, win_rating:None, power_factor:None, win_capacity:23, starting_node_code:None, ending_node_name:281, ending_node_code:None, other_references:None, notes:None
290 | 10966 | B561M | ON | Ontario | HONI | 1 | ac | 16 | 9.877 | 176.1 | 108.704 | 500 | [6 empty] | 1.93 | 1636 | 2070 |  | ON_BCC_JCT |  | ON_WLC_JCT |  | circuit_id:281, owner:281, planning_rgn:None, num_of_circuits:None, current:None, line_segment_length_km:6, line_segment_length_mi:6, line_length_km:6, line_length_mi:6, voltage:6, reactance:24, smax:25, sum_ampacity:None, win_ampacity:None, sum_rating:None, win_rating:None, power_factor:None, win_capacity:23, starting_node_code:None, ending_node_name:281, ending_node_code:None, other_references:None, notes:None
291 | 10967 | B561M | ON | Ontario | HONI | 1 | ac | 160 | 98.765 | 176.1 | 108.704 | 500 | [6 empty] | 1.93 | 1636 | 2070 |  | ON_WLC_JCT |  | ON_MIL_SWS |  | circuit_id:281, owner:281, planning_rgn:None, num_of_circuits:None, current:None, line_segment_length_km:6, line_segment_length_mi:6, line_length_km:6, line_length_mi:6, voltage:6, reactance:24, smax:25, sum_ampacity:None, win_ampacity:None, sum_rating:None, win_rating:None, power_factor:None, win_capacity:23, starting_node_code:None, ending_node_name:281, ending_node_code:None, other_references:None, notes:None
292 | 10968 | B562E | ON | Ontario | HONI | 1 | ac | 16 | 9.877 | 166 | 102.469 | 500 | [6 empty] | 2 | 1701 | 2152 |  | ON_BCA_TSS |  | ON_WLC_JCT |  | circuit_id:281, owner:281, planning_rgn:None, num_of_circuits:None, current:None, line_segment_length_km:6, line_segment_length_mi:6, line_length_km:6, line_length_mi:6, voltage:6, reactance:24, smax:25, sum_ampacity:None, win_ampacity:None, sum_rating:None, win_rating:None, power_factor:None, win_capacity:23, starting_node_code:None, ending_node_name:281, ending_node_code:None, other_references:None, notes:None
293 | 10969 | B562E | ON | Ontario | HONI | 1 | ac | 150 | 92.593 | 166 | 102.469 | 500 | [6 empty] | 2 | 1701 | 2152 |  | ON_WLC_JCT |  | ON_EVG_SWS |  | circuit_id:281, owner:281, planning_rgn:None, num_of_circuits:None, current:None, line_segment_length_km:6, line_segment_length_mi:6, line_length_km:6, line_length_mi:6, voltage:6, reactance:24, smax:25, sum_ampacity:None, win_ampacity:None, sum_rating:None, win_rating:None, power_factor:None, win_capacity:23, starting_node_code:None, ending_node_name:281, ending_node_code:None, other_references:None, notes:None
294 | 10970 | B563A | ON | Ontario | HONI | 1 | ac | 0.1 | 0.062 | 61.1 | 37.716 | 500 | [6 empty] | 3 | 2550 | 3225 |  | ON_BCB_SWS |  | ON_BCC_JCT |  | circuit_id:281, owner:281, planning_rgn:None, num_of_circuits:None, current:None, line_segment_length_km:6, line_segment_length_mi:6, line_length_km:6, line_length_mi:6, voltage:6, reactance:24, smax:25, sum_ampacity:None, win_ampacity:None, sum_rating:None, win_rating:None, power_factor:None, win_capacity:23, starting_node_code:None, ending_node_name:281, ending_node_code:None, other_references:None, notes:None
295 | 10971 | B563A | ON | Ontario | HONI | 1 | ac | 16 | 9.877 | 61.1 | 37.716 | 500 | [6 empty] | 3 | 2550 | 3225 |  | ON_BCC_JCT |  | ON_WLC_JCT |  | circuit_id:281, owner:281, planning_rgn:None, num_of_circuits:None, current:None, line_segment_length_km:6, line_segment_length_mi:6, line_length_km:6, line_length_mi:6, voltage:6, reactance:24, smax:25, sum_ampacity:None, win_ampacity:None, sum_rating:None, win_rating:None, power_factor:None, win_capacity:23, starting_node_code:None, ending_node_name:281, ending_node_code:None, other_references:None, notes:None
296 | 10972 | B563A | ON | Ontario | HONI | 1 | ac | 45 | 27.778 | 61.1 | 37.716 | 500 | [6 empty] | 3 | 2550 | 3225 |  | ON_WLC_JCT |  | ON_ASH_SWS |  | circuit_id:281, owner:281, planning_rgn:None, num_of_circuits:None, current:None, line_segment_length_km:6, line_segment_length_mi:6, line_length_km:6, line_length_mi:6, voltage:6, reactance:24, smax:25, sum_ampacity:None, win_ampacity:None, sum_rating:None, win_rating:None, power_factor:None, win_capacity:23, starting_node_code:None, ending_node_name:281, ending_node_code:None, other_references:None, notes:None
297 | 10973 | B569B | ON | Ontario | HONI | 1 | ac | 0.5 | 0.309 | 1 | 0.617 | 500 | [6 empty] | 3 | 2550 | 3225 |  | ON_BCA_TSS |  | ON_BCC_JCT |  | circuit_id:281, owner:281, planning_rgn:None, num_of_circuits:None, current:None, line_segment_length_km:6, line_segment_length_mi:6, line_length_km:6, line_length_mi:6, voltage:6, reactance:24, smax:25, sum_ampacity:None, win_ampacity:None, sum_rating:None, win_rating:None, power_factor:None, win_capacity:23, starting_node_code:None, ending_node_name:281, ending_node_code:None, other_references:None, notes:None
298 | 10974 | B569B | ON | Ontario | HONI | 1 | ac | 0.5 | 0.309 | 1 | 0.617 | 500 | [6 empty] | 3 | 2550 | 3225 |  | ON_BCC_JCT |  | ON_BCB_SWS |  | circuit_id:281, owner:281, planning_rgn:None, num_of_circuits:None, current:None, line_segment_length_km:6, line_segment_length_mi:6, line_length_km:6, line_length_mi:6, voltage:6, reactance:24, smax:25, sum_ampacity:None, win_ampacity:None, sum_rating:None, win_rating:None, power_factor:None, win_capacity:23, starting_node_code:None, ending_node_name:281, ending_node_code:None, other_references:None, notes:None
299 | 10975 | B5C | ON | Ontario | HONI | 1 | ac | 12.4 | 7.654 | 59.6 | 36.79 | 115 | [6 empty] | 3 | 98 | 108 |  | ON_BUR_DSS |  | ON_HRP_JCT |  | circuit_id:281, owner:281, planning_rgn:None, num_of_circuits:None, current:None, line_segment_length_km:7, line_segment_length_mi:7, line_length_km:7, line_length_mi:7, voltage:7, reactance:24, smax:25, sum_ampacity:None, win_ampacity:None, sum_rating:None, win_rating:None, power_factor:None, win_capacity:23, starting_node_code:None, ending_node_name:281, ending_node_code:None, other_references:None, notes:None
300 | 10976 | B5C | ON | Ontario | HONI | 1 | ac | 20.3 | 12.531 | 59.6 | 36.79 | 115 | [6 empty] | 3 | 98 | 108 |  | ON_HRP_JCT |  | ON_PUS_JCT |  | circuit_id:281, owner:281, planning_rgn:None, num_of_circuits:None, current:None, line_segment_length_km:7, line_segment_length_mi:7, line_length_km:7, line_length_mi:7, voltage:7, reactance:24, smax:25, sum_ampacity:None, win_ampacity:None, sum_rating:None, win_rating:None, power_factor:None, win_capacity:23, starting_node_code:None, ending_node_name:281, ending_node_code:None, other_references:None, notes:None
301 | 10977 | B5C | ON | Ontario | HONI | 1 | ac | 14 | 8.642 | 59.6 | 36.79 | 115 | [6 empty] | 3 | 98 | 108 |  | ON_HRP_JCT |  | ON_WSV_JCT |  | circuit_id:281, owner:281, planning_rgn:None, num_of_circuits:None, current:None, line_segment_length_km:7, line_segment_length_mi:7, line_length_km:7, line_length_mi:7, voltage:7, reactance:24, smax:25, sum_ampacity:None, win_ampacity:None, sum_rating:None, win_rating:None, power_factor:None, win_capacity:23, starting_node_code:None, ending_node_name:281, ending_node_code:None, other_references:None, notes:None
302 | 10978 | B5C | ON | Ontario | HONI | 1 | ac | 1 | 0.617 | 59.6 | 36.79 | 115 | [6 empty] | 3 | 98 | 108 |  | ON_WSV_JCT |  | ON_WVA_JCT |  | circuit_id:281, owner:281, planning_rgn:None, num_of_circuits:None, current:None, line_segment_length_km:7, line_segment_length_mi:7, line_length_km:7, line_length_mi:7, voltage:7, reactance:24, smax:25, sum_ampacity:None, win_ampacity:None, sum_rating:None, win_rating:None, power_factor:None, win_capacity:23, starting_node_code:None, ending_node_name:281, ending_node_code:None, other_references:None, notes:None
303 | 10979 | B5C | ON | Ontario | HONI | 1 | ac | 0.1 | 0.062 | 59.6 | 36.79 | 115 | [6 empty] | 3 | 98 | 108 |  | ON_WVA_JCT |  | ON_EWN_ISS |  | circuit_id:281, owner:281, planning_rgn:None, num_of_circuits:None, current:None, line_segment_length_km:7, line_segment_length_mi:7, line_length_km:7, line_length_mi:7, voltage:7, reactance:24, smax:25, sum_ampacity:None, win_ampacity:None, sum_rating:None, win_rating:None, power_factor:None, win_capacity:23, starting_node_code:None, ending_node_name:281, ending_node_code:None, other_references:None, notes:None
304 | 10980 | B5C | ON | Ontario | HONI | 1 | ac | 0.1 | 0.062 | 59.6 | 36.79 | 115 | [6 empty] | 3 | 98 | 108 |  | ON_WVA_JCT |  | ON_EWS_ISS |  | circuit_id:281, owner:281, planning_rgn:None, num_of_circuits:None, current:None, line_segment_length_km:7, line_segment_length_mi:7, line_length_km:7, line_length_mi:7, voltage:7, reactance:24, smax:25, sum_ampacity:None, win_ampacity:None, sum_rating:None, win_rating:None, power_factor:None, win_capacity:23, starting_node_code:None, ending_node_name:281, ending_node_code:None, other_references:None, notes:None
305 | 10981 | B5C | ON | Ontario | HONI | 1 | ac | 0.1 | 0.062 | 59.6 | 36.79 | 115 | [6 empty] | 3 | 98 | 108 |  | ON_PUS_JCT |  | ON_PUS_DSS |  | circuit_id:281, owner:281, planning_rgn:None, num_of_circuits:None, current:None, line_segment_length_km:7, line_segment_length_mi:7, line_length_km:7, line_length_mi:7, voltage:7, reactance:24, smax:25, sum_ampacity:None, win_ampacity:None, sum_rating:None, win_rating:None, power_factor:None, win_capacity:23, starting_node_code:None, ending_node_name:281, ending_node_code:None, other_references:None, notes:None
306 | 10982 | B5C | ON | Ontario | HONI | 1 | ac | 4.4 | 2.716 | 59.6 | 36.79 | 115 | [6 empty] | 3 | 98 | 108 |  | ON_PUS_JCT |  | ON_ARL_JCT |  | circuit_id:281, owner:281, planning_rgn:None, num_of_circuits:None, current:None, line_segment_length_km:7, line_segment_length_mi:7, line_length_km:7, line_length_mi:7, voltage:7, reactance:24, smax:25, sum_ampacity:None, win_ampacity:None, sum_rating:None, win_rating:None, power_factor:None, win_capacity:23, starting_node_code:None, ending_node_name:281, ending_node_code:None, other_references:None, notes:None
307 | 10983 | B5C | ON | Ontario | HONI | 1 | ac | 0.1 | 0.062 | 59.6 | 36.79 | 115 | [6 empty] | 3 | 98 | 108 |  | ON_ARL_JCT |  | ON_ARL_DSS |  | circuit_id:281, owner:281, planning_rgn:None, num_of_circuits:None, current:None, line_segment_length_km:7, line_segment_length_mi:7, line_length_km:7, line_length_mi:7, voltage:7, reactance:24, smax:25, sum_ampacity:None, win_ampacity:None, sum_rating:None, win_rating:None, power_factor:None, win_capacity:23, starting_node_code:None, ending_node_name:281, ending_node_code:None, other_references:None, notes:None
308 | 10984 | B5C | ON | Ontario | HONI | 1 | ac | 2 | 1.235 | 59.6 | 36.79 | 115 | [6 empty] | 3 | 98 | 108 |  | ON_ARL_JCT |  | ON_HLO_JCT |  | circuit_id:281, owner:281, planning_rgn:None, num_of_circuits:None, current:None, line_segment_length_km:7, line_segment_length_mi:7, line_length_km:7, line_length_mi:7, voltage:7, reactance:24, smax:25, sum_ampacity:None, win_ampacity:None, sum_rating:None, win_rating:None, power_factor:None, win_capacity:23, starting_node_code:None, ending_node_name:281, ending_node_code:None, other_references:None, notes:None
309 | 10985 | B5C | ON | Ontario | HONI | 1 | ac | 0.1 | 0.062 | 59.6 | 36.79 | 115 | [6 empty] | 3 | 98 | 108 |  | ON_HLO_JCT |  | ON_HLO_DSS |  | circuit_id:281, owner:281, planning_rgn:None, num_of_circuits:None, current:None, line_segment_length_km:7, line_segment_length_mi:7, line_length_km:7, line_length_mi:7, voltage:7, reactance:24, smax:25, sum_ampacity:None, win_ampacity:None, sum_rating:None, win_rating:None, power_factor:None, win_capacity:23, starting_node_code:None, ending_node_name:281, ending_node_code:None, other_references:None, notes:None
310 | 10986 | B5C | ON | Ontario | HONI | 1 | ac | 5 | 3.086 | 59.6 | 36.79 | 115 | [6 empty] | 3 | 98 | 108 |  | ON_HLO_JCT |  | ON_CED_DSS |  | circuit_id:281, owner:281, planning_rgn:None, num_of_circuits:None, current:None, line_segment_length_km:7, line_segment_length_mi:7, line_length_km:7, line_length_mi:7, voltage:7, reactance:24, smax:25, sum_ampacity:None, win_ampacity:None, sum_rating:None, win_rating:None, power_factor:None, win_capacity:23, starting_node_code:None, ending_node_name:281, ending_node_code:None, other_references:None, notes:None
311 | 10987 | B5D | ON | Ontario | HONI | 1 | ac | 0.1 | 0.062 | 71 | 43.827 | 230 | [6 empty] | 3 | 402 | 435 |  | ON_B5D_JCT |  | PP_ONQC1_IPT |  | circuit_id:281, owner:281, planning_rgn:None, num_of_circuits:None, current:None, line_segment_length_km:7, line_segment_length_mi:7, line_length_km:7, line_length_mi:7, voltage:7, reactance:24, smax:25, sum_ampacity:None, win_ampacity:None, sum_rating:None, win_rating:None, power_factor:None, win_capacity:23, starting_node_code:None, ending_node_name:281, ending_node_code:None, other_references:None, notes:None
312 | 10988 | B5D | ON | Ontario | HONI | 1 | ac | 39.1 | 24.136 | 71 | 43.827 | 230 | [6 empty] | 3 | 402 | 435 |  | ON_STI_DSS |  | ON_B5D_JCT |  | circuit_id:281, owner:281, planning_rgn:None, num_of_circuits:None, current:None, line_segment_length_km:7, line_segment_length_mi:7, line_length_km:7, line_length_mi:7, voltage:7, reactance:24, smax:25, sum_ampacity:None, win_ampacity:None, sum_rating:None, win_rating:None, power_factor:None, win_capacity:23, starting_node_code:None, ending_node_name:281, ending_node_code:None, other_references:None, notes:None
313 | 10989 | B5D | ON | Ontario | HONI | 1 | ac | 30.7 | 18.951 | 71 | 43.827 | 230 | [6 empty] | 3 | 402 | 435 |  | ON_LGU_JCT |  | ON_STI_DSS |  | circuit_id:281, owner:281, planning_rgn:None, num_of_circuits:None, current:None, line_segment_length_km:7, line_segment_length_mi:7, line_length_km:7, line_length_mi:7, voltage:7, reactance:24, smax:25, sum_ampacity:None, win_ampacity:None, sum_rating:None, win_rating:None, power_factor:None, win_capacity:23, starting_node_code:None, ending_node_name:281, ending_node_code:None, other_references:None, notes:None
314 | 10990 | B5D | ON | Ontario | HONI | 1 | ac | 0.1 | 0.062 | 71 | 43.827 | 230 | [6 empty] | 3 | 402 | 435 |  | ON_LGU_JCT |  | ON_LGU_DSS |  | circuit_id:281, owner:281, planning_rgn:None, num_of_circuits:None, current:None, line_segment_length_km:7, line_segment_length_mi:7, line_length_km:7, line_length_mi:7, voltage:7, reactance:24, smax:25, sum_ampacity:None, win_ampacity:None, sum_rating:None, win_rating:None, power_factor:None, win_capacity:23, starting_node_code:None, ending_node_name:281, ending_node_code:None, other_references:None, notes:None
315 | 10991 | B5D | ON | Ontario | HONI | 1 | ac | 1 | 0.617 | 71 | 43.827 | 230 | [6 empty] | 3 | 402 | 435 |  | ON_LGU_JCT |  | ON_IVO_ISS |  | circuit_id:281, owner:281, planning_rgn:None, num_of_circuits:None, current:None, line_segment_length_km:7, line_segment_length_mi:7, line_length_km:7, line_length_mi:7, voltage:7, reactance:24, smax:25, sum_ampacity:None, win_ampacity:None, sum_rating:None, win_rating:None, power_factor:None, win_capacity:23, starting_node_code:None, ending_node_name:281, ending_node_code:None, other_references:None, notes:None
316 | 10992 | B5QK | ON | Ontario | HONI | 1 | ac | 50 | 30.864 | 128.2 | 79.136 | 115 | [6 empty] | 2.37 | 78 | 86 |  | ON_BTC_SWS |  | ON_SHR_JCT |  | circuit_id:281, owner:281, planning_rgn:None, num_of_circuits:None, current:None, line_segment_length_km:6, line_segment_length_mi:6, line_length_km:6, line_length_mi:6, voltage:6, reactance:24, smax:25, sum_ampacity:None, win_ampacity:None, sum_rating:None, win_rating:None, power_factor:None, win_capacity:23, starting_node_code:None, ending_node_name:281, ending_node_code:None, other_references:None, notes:None
317 | 10993 | B5QK | ON | Ontario | HONI | 1 | ac | 3 | 1.852 | 128.2 | 79.136 | 115 | [6 empty] | 2.37 | 78 | 86 |  | ON_HRR_JCT |  | ON_RLT_JCT |  | circuit_id:281, owner:281, planning_rgn:None, num_of_circuits:None, current:None, line_segment_length_km:6, line_segment_length_mi:6, line_length_km:6, line_length_mi:6, voltage:6, reactance:24, smax:25, sum_ampacity:None, win_ampacity:None, sum_rating:None, win_rating:None, power_factor:None, win_capacity:23, starting_node_code:None, ending_node_name:281, ending_node_code:None, other_references:None, notes:None
318 | 10994 | B5QK | ON | Ontario | HONI | 1 | ac | 0.1 | 0.062 | 128.2 | 79.136 | 115 | [6 empty] | 2.37 | 78 | 86 |  | ON_HRR_JCT |  | ON_HRR_DSS |  | circuit_id:281, owner:281, planning_rgn:None, num_of_circuits:None, current:None, line_segment_length_km:6, line_segment_length_mi:6, line_length_km:6, line_length_mi:6, voltage:6, reactance:24, smax:25, sum_ampacity:None, win_ampacity:None, sum_rating:None, win_rating:None, power_factor:None, win_capacity:23, starting_node_code:None, ending_node_name:281, ending_node_code:None, other_references:None, notes:None
319 | 10995 | B5QK | ON | Ontario | HONI | 2 | ac | 8 | 4.938 | 128.2 | 79.136 | 115 | [6 empty] | 2.37 | 78 | 86 |  | ON_HNB_DSS |  | ON_HRR_JCT |  | circuit_id:281, owner:281, planning_rgn:None, num_of_circuits:None, current:None, line_segment_length_km:6, line_segment_length_mi:6, line_length_km:6, line_length_mi:6, voltage:6, reactance:24, smax:25, sum_ampacity:None, win_ampacity:None, sum_rating:None, win_rating:None, power_factor:None, win_capacity:23, starting_node_code:None, ending_node_name:281, ending_node_code:None, other_references:None, notes:None
320 | 10996 | B5QK | ON | Ontario | HONI | 1 | ac | 15 | 9.259 | 128.2 | 79.136 | 115 | [6 empty] | 2.37 | 78 | 86 |  | ON_RLT_JCT |  | ON_CTQ_TSS |  | circuit_id:281, owner:281, planning_rgn:None, num_of_circuits:None, current:None, line_segment_length_km:6, line_segment_length_mi:6, line_length_km:6, line_length_mi:6, voltage:6, reactance:24, smax:25, sum_ampacity:None, win_ampacity:None, sum_rating:None, win_rating:None, power_factor:None, win_capacity:23, starting_node_code:None, ending_node_name:281, ending_node_code:None, other_references:None, notes:None
321 | 10997 | B5QK | ON | Ontario | HONI | 1 | ac | 20 | 12.346 | 128.2 | 79.136 | 115 | [6 empty] | 2.37 | 78 | 86 |  | ON_RLT_JCT |  | ON_FRO_DSS |  | circuit_id:281, owner:281, planning_rgn:None, num_of_circuits:None, current:None, line_segment_length_km:6, line_segment_length_mi:6, line_length_km:6, line_length_mi:6, voltage:6, reactance:24, smax:25, sum_ampacity:None, win_ampacity:None, sum_rating:None, win_rating:None, power_factor:None, win_capacity:23, starting_node_code:None, ending_node_name:281, ending_node_code:None, other_references:None, notes:None
322 | 10998 | B5QK | ON | Ontario | HONI | 1 | ac | 0.1 | 0.062 | 128.2 | 79.136 | 115 | [6 empty] | 2.37 | 78 | 86 |  | ON_SHR_JCT |  | ON_SHR_DSS |  | circuit_id:281, owner:281, planning_rgn:None, num_of_circuits:None, current:None, line_segment_length_km:6, line_segment_length_mi:6, line_length_km:6, line_length_mi:6, voltage:6, reactance:24, smax:25, sum_ampacity:None, win_ampacity:None, sum_rating:None, win_rating:None, power_factor:None, win_capacity:23, starting_node_code:None, ending_node_name:281, ending_node_code:None, other_references:None, notes:None
323 | 10999 | B5QK | ON | Ontario | HONI | 1 | ac | 32 | 19.753 | 128.2 | 79.136 | 115 | [6 empty] | 2.37 | 78 | 86 |  | ON_SHR_JCT |  | ON_HNB_DSS |  | circuit_id:281, owner:281, planning_rgn:None, num_of_circuits:None, current:None, line_segment_length_km:6, line_segment_length_mi:6, line_length_km:6, line_length_mi:6, voltage:6, reactance:24, smax:25, sum_ampacity:None, win_ampacity:None, sum_rating:None, win_rating:None, power_factor:None, win_capacity:23, starting_node_code:None, ending_node_name:281, ending_node_code:None, other_references:None, notes:None
324 | 11000 | B5V | ON | Ontario | HONI | 1 | ac | 12 | 7.407 | 128.2 | 79.136 | 230 | [6 empty] | 2.37 | 318 | 344 |  | ON_ORA_DSS |  | ON_AMA_JCT |  | circuit_id:281, owner:281, planning_rgn:None, num_of_circuits:None, current:None, line_segment_length_km:6, line_segment_length_mi:6, line_length_km:6, line_length_mi:6, voltage:6, reactance:24, smax:25, sum_ampacity:None, win_ampacity:None, sum_rating:None, win_rating:None, power_factor:None, win_capacity:23, starting_node_code:None, ending_node_name:281, ending_node_code:None, other_references:None, notes:None
325 | 11001 | B5V | ON | Ontario | HONI | 1 | ac | 0.1 | 0.062 | 128.2 | 79.136 | 230 | [6 empty] | 2.37 | 318 | 344 |  | ON_AMA_JCT |  | ON_AMA_ISS |  | circuit_id:281, owner:281, planning_rgn:None, num_of_circuits:None, current:None, line_segment_length_km:6, line_segment_length_mi:6, line_length_km:6, line_length_mi:6, voltage:6, reactance:24, smax:25, sum_ampacity:None, win_ampacity:None, sum_rating:None, win_rating:None, power_factor:None, win_capacity:23, starting_node_code:None, ending_node_name:281, ending_node_code:None, other_references:None, notes:None
326 | 11002 | B5V | ON | Ontario | HONI | 1 | ac | 68 | 41.975 | 128.2 | 79.136 | 230 | [6 empty] | 2.37 | 318 | 344 |  | ON_AMA_JCT |  | ON_HNV_DSS |  | circuit_id:281, owner:281, planning_rgn:None, num_of_circuits:None, current:None, line_segment_length_km:6, line_segment_length_mi:6, line_length_km:6, line_length_mi:6, voltage:6, reactance:24, smax:25, sum_ampacity:None, win_ampacity:None, sum_rating:None, win_rating:None, power_factor:None, win_capacity:23, starting_node_code:None, ending_node_name:281, ending_node_code:None, other_references:None, notes:None
327 | 11003 | B5V | ON | Ontario | HONI | 1 | ac | 40 | 24.691 | 128.2 | 79.136 | 230 | [6 empty] | 2.37 | 318 | 344 |  | ON_HNV_DSS |  | ON_UDW_JCT |  | circuit_id:281, owner:281, planning_rgn:None, num_of_circuits:None, current:None, line_segment_length_km:6, line_segment_length_mi:6, line_length_km:6, line_length_mi:6, voltage:6, reactance:24, smax:25, sum_ampacity:None, win_ampacity:None, sum_rating:None, win_rating:None, power_factor:None, win_capacity:23, starting_node_code:None, ending_node_name:281, ending_node_code:None, other_references:None, notes:None
328 | 11004 | B5V | ON | Ontario | HONI | 1 | ac | 0.1 | 0.062 | 128.2 | 79.136 | 230 | [6 empty] | 2.37 | 318 | 344 |  | ON_UDW_JCT |  | ON_UDW_GSS |  | circuit_id:281, owner:281, planning_rgn:None, num_of_circuits:None, current:None, line_segment_length_km:6, line_segment_length_mi:6, line_length_km:6, line_length_mi:6, voltage:6, reactance:24, smax:25, sum_ampacity:None, win_ampacity:None, sum_rating:None, win_rating:None, power_factor:None, win_capacity:23, starting_node_code:None, ending_node_name:281, ending_node_code:None, other_references:None, notes:None
329 | 11005 | B5V | ON | Ontario | HONI | 1 | ac | 8 | 4.938 | 128.2 | 79.136 | 230 | [6 empty] | 2.37 | 318 | 344 |  | ON_UDW_JCT |  | ON_BCA_TSS |  | circuit_id:281, owner:281, planning_rgn:None, num_of_circuits:None, current:None, line_segment_length_km:6, line_segment_length_mi:6, line_length_km:6, line_length_mi:6, voltage:6, reactance:24, smax:25, sum_ampacity:None, win_ampacity:None, sum_rating:None, win_rating:None, power_factor:None, win_capacity:23, starting_node_code:None, ending_node_name:281, ending_node_code:None, other_references:None, notes:None
330 | 11006 | B6C | ON | Ontario | HONI | 1 | ac | 12.4 | 7.654 | 44.4 | 27.407 | 115 | [6 empty] | 3 | 98 | 108 |  | ON_BUR_DSS |  | ON_HRP_JCT |  | circuit_id:281, owner:281, planning_rgn:None, num_of_circuits:None, current:None, line_segment_length_km:7, line_segment_length_mi:7, line_length_km:7, line_length_mi:7, voltage:7, reactance:24, smax:25, sum_ampacity:None, win_ampacity:None, sum_rating:None, win_rating:None, power_factor:None, win_capacity:23, starting_node_code:None, ending_node_name:281, ending_node_code:None, other_references:None, notes:None
331 | 11007 | B6C | ON | Ontario | HONI | 1 | ac | 20.3 | 12.531 | 44.4 | 27.407 | 115 | [6 empty] | 3 | 98 | 108 |  | ON_HRP_JCT |  | ON_PUS_JCT |  | circuit_id:281, owner:281, planning_rgn:None, num_of_circuits:None, current:None, line_segment_length_km:7, line_segment_length_mi:7, line_length_km:7, line_length_mi:7, voltage:7, reactance:24, smax:25, sum_ampacity:None, win_ampacity:None, sum_rating:None, win_rating:None, power_factor:None, win_capacity:23, starting_node_code:None, ending_node_name:281, ending_node_code:None, other_references:None, notes:None
332 | 11008 | B6C | ON | Ontario | HONI | 1 | ac | 0.1 | 0.062 | 44.4 | 27.407 | 115 | [6 empty] | 3 | 98 | 108 |  | ON_PUS_JCT |  | ON_PUS_DSS |  | circuit_id:281, owner:281, planning_rgn:None, num_of_circuits:None, current:None, line_segment_length_km:7, line_segment_length_mi:7, line_length_km:7, line_length_mi:7, voltage:7, reactance:24, smax:25, sum_ampacity:None, win_ampacity:None, sum_rating:None, win_rating:None, power_factor:None, win_capacity:23, starting_node_code:None, ending_node_name:281, ending_node_code:None, other_references:None, notes:None
333 | 11009 | B6C | ON | Ontario | HONI | 1 | ac | 4.4 | 2.716 | 44.4 | 27.407 | 115 | [6 empty] | 3 | 98 | 108 |  | ON_PUS_JCT |  | ON_ARL_JCT |  | circuit_id:281, owner:281, planning_rgn:None, num_of_circuits:None, current:None, line_segment_length_km:7, line_segment_length_mi:7, line_length_km:7, line_length_mi:7, voltage:7, reactance:24, smax:25, sum_ampacity:None, win_ampacity:None, sum_rating:None, win_rating:None, power_factor:None, win_capacity:23, starting_node_code:None, ending_node_name:281, ending_node_code:None, other_references:None, notes:None
334 | 11010 | B6C | ON | Ontario | HONI | 1 | ac | 0.1 | 0.062 | 44.4 | 27.407 | 115 | [6 empty] | 3 | 98 | 108 |  | ON_ARL_JCT |  | ON_ARL_DSS |  | circuit_id:281, owner:281, planning_rgn:None, num_of_circuits:None, current:None, line_segment_length_km:7, line_segment_length_mi:7, line_length_km:7, line_length_mi:7, voltage:7, reactance:24, smax:25, sum_ampacity:None, win_ampacity:None, sum_rating:None, win_rating:None, power_factor:None, win_capacity:23, starting_node_code:None, ending_node_name:281, ending_node_code:None, other_references:None, notes:None
335 | 11011 | B6C | ON | Ontario | HONI | 1 | ac | 2 | 1.235 | 44.4 | 27.407 | 115 | [6 empty] | 3 | 98 | 108 |  | ON_ARL_JCT |  | ON_HLO_JCT |  | circuit_id:281, owner:281, planning_rgn:None, num_of_circuits:None, current:None, line_segment_length_km:7, line_segment_length_mi:7, line_length_km:7, line_length_mi:7, voltage:7, reactance:24, smax:25, sum_ampacity:None, win_ampacity:None, sum_rating:None, win_rating:None, power_factor:None, win_capacity:23, starting_node_code:None, ending_node_name:281, ending_node_code:None, other_references:None, notes:None
336 | 11012 | B6C | ON | Ontario | HONI | 1 | ac | 0.1 | 0.062 | 44.4 | 27.407 | 115 | [6 empty] | 3 | 98 | 108 |  | ON_HLO_JCT |  | ON_HLO_DSS |  | circuit_id:281, owner:281, planning_rgn:None, num_of_circuits:None, current:None, line_segment_length_km:7, line_segment_length_mi:7, line_length_km:7, line_length_mi:7, voltage:7, reactance:24, smax:25, sum_ampacity:None, win_ampacity:None, sum_rating:None, win_rating:None, power_factor:None, win_capacity:23, starting_node_code:None, ending_node_name:281, ending_node_code:None, other_references:None, notes:None
337 | 11013 | B6C | ON | Ontario | HONI | 1 | ac | 5 | 3.086 | 44.4 | 27.407 | 115 | [6 empty] | 3 | 98 | 108 |  | ON_HLO_JCT |  | ON_CED_DSS |  | circuit_id:281, owner:281, planning_rgn:None, num_of_circuits:None, current:None, line_segment_length_km:7, line_segment_length_mi:7, line_length_km:7, line_length_mi:7, voltage:7, reactance:24, smax:25, sum_ampacity:None, win_ampacity:None, sum_rating:None, win_rating:None, power_factor:None, win_capacity:23, starting_node_code:None, ending_node_name:281, ending_node_code:None, other_references:None, notes:None
338 | 11014 | B6M | ON | Ontario | HONI | 1 | ac | 12 | 7.407 | 188.8 | 116.543 | 115 | [6 empty] | 1.84 | 60 | 66 |  | ON_CLO_JCT |  | ON_SPW_JCT |  | circuit_id:281, owner:281, planning_rgn:None, num_of_circuits:None, current:None, line_segment_length_km:7, line_segment_length_mi:7, line_length_km:7, line_length_mi:7, voltage:7, reactance:24, smax:25, sum_ampacity:None, win_ampacity:None, sum_rating:None, win_rating:None, power_factor:None, win_capacity:23, starting_node_code:None, ending_node_name:281, ending_node_code:None, other_references:None, notes:None
339 | 11015 | B6M | ON | Ontario | HONI | 1 | ac | 11 | 6.79 | 188.8 | 116.543 | 115 | [6 empty] | 1.84 | 60 | 66 |  | ON_MSL_DSS |  | ON_CLO_JCT |  | circuit_id:281, owner:281, planning_rgn:None, num_of_circuits:None, current:None, line_segment_length_km:7, line_segment_length_mi:7, line_length_km:7, line_length_mi:7, voltage:7, reactance:24, smax:25, sum_ampacity:None, win_ampacity:None, sum_rating:None, win_rating:None, power_factor:None, win_capacity:23, starting_node_code:None, ending_node_name:281, ending_node_code:None, other_references:None, notes:None
340 | 11016 | B6M | ON | Ontario | HONI | 1 | ac | 0.1 | 0.062 | 188.8 | 116.543 | 115 | [6 empty] | 1.84 | 60 | 66 |  | ON_SPW_JCT |  | ON_SPW_DSS |  | circuit_id:281, owner:281, planning_rgn:None, num_of_circuits:None, current:None, line_segment_length_km:7, line_segment_length_mi:7, line_length_km:7, line_length_mi:7, voltage:7, reactance:24, smax:25, sum_ampacity:None, win_ampacity:None, sum_rating:None, win_rating:None, power_factor:None, win_capacity:23, starting_node_code:None, ending_node_name:281, ending_node_code:None, other_references:None, notes:None
341 | 11017 | B6M | ON | Ontario | HONI | 1 | ac | 35 | 21.605 | 188.8 | 116.543 | 115 | [6 empty] | 1.84 | 60 | 66 |  | ON_SPW_JCT |  | ON_KSH_JCT |  | circuit_id:281, owner:281, planning_rgn:None, num_of_circuits:None, current:None, line_segment_length_km:7, line_segment_length_mi:7, line_length_km:7, line_length_mi:7, voltage:7, reactance:24, smax:25, sum_ampacity:None, win_ampacity:None, sum_rating:None, win_rating:None, power_factor:None, win_capacity:23, starting_node_code:None, ending_node_name:281, ending_node_code:None, other_references:None, notes:None
342 | 11018 | B6M | ON | Ontario | HONI | 1 | ac | 35 | 21.605 | 188.8 | 116.543 | 115 | [6 empty] | 1.84 | 60 | 66 |  | ON_KSH_JCT |  | ON_SHB_JCT |  | circuit_id:281, owner:281, planning_rgn:None, num_of_circuits:None, current:None, line_segment_length_km:7, line_segment_length_mi:7, line_length_km:7, line_length_mi:7, voltage:7, reactance:24, smax:25, sum_ampacity:None, win_ampacity:None, sum_rating:None, win_rating:None, power_factor:None, win_capacity:23, starting_node_code:None, ending_node_name:281, ending_node_code:None, other_references:None, notes:None
343 | 11019 | B6M | ON | Ontario | HONI | 1 | ac | 40 | 24.691 | 188.8 | 116.543 | 115 | [6 empty] | 1.84 | 60 | 66 |  | ON_SHB_JCT |  | ON_SBQ_JCT |  | circuit_id:281, owner:281, planning_rgn:None, num_of_circuits:None, current:None, line_segment_length_km:7, line_segment_length_mi:7, line_length_km:7, line_length_mi:7, voltage:7, reactance:24, smax:25, sum_ampacity:None, win_ampacity:None, sum_rating:None, win_rating:None, power_factor:None, win_capacity:23, starting_node_code:None, ending_node_name:281, ending_node_code:None, other_references:None, notes:None
344 | 11020 | B6M | ON | Ontario | HONI | 1 | ac | 0.1 | 0.062 | 188.8 | 116.543 | 115 | [6 empty] | 1.84 | 60 | 66 |  | ON_SBQ_JCT |  | ON_SBQ_DSS |  | circuit_id:281, owner:281, planning_rgn:None, num_of_circuits:None, current:None, line_segment_length_km:7, line_segment_length_mi:7, line_length_km:7, line_length_mi:7, voltage:7, reactance:24, smax:25, sum_ampacity:None, win_ampacity:None, sum_rating:None, win_rating:None, power_factor:None, win_capacity:23, starting_node_code:None, ending_node_name:281, ending_node_code:None, other_references:None, notes:None
345 | 11021 | B6M | ON | Ontario | HONI | 1 | ac | 20 | 12.346 | 188.8 | 116.543 | 115 | [6 empty] | 1.84 | 60 | 66 |  | ON_SBQ_JCT |  | ON_SLY_JCT |  | circuit_id:281, owner:281, planning_rgn:None, num_of_circuits:None, current:None, line_segment_length_km:7, line_segment_length_mi:7, line_length_km:7, line_length_mi:7, voltage:7, reactance:24, smax:25, sum_ampacity:None, win_ampacity:None, sum_rating:None, win_rating:None, power_factor:None, win_capacity:23, starting_node_code:None, ending_node_name:281, ending_node_code:None, other_references:None, notes:None
346 | 11022 | B6M | ON | Ontario | HONI | 1 | ac | 21 | 12.963 | 188.8 | 116.543 | 115 | [6 empty] | 1.84 | 60 | 66 |  | ON_SLY_JCT |  | ON_MRL_JCT |  | circuit_id:281, owner:281, planning_rgn:None, num_of_circuits:None, current:None, line_segment_length_km:7, line_segment_length_mi:7, line_length_km:7, line_length_mi:7, voltage:7, reactance:24, smax:25, sum_ampacity:None, win_ampacity:None, sum_rating:None, win_rating:None, power_factor:None, win_capacity:23, starting_node_code:None, ending_node_name:281, ending_node_code:None, other_references:None, notes:None
347 | 11023 | B6M | ON | Ontario | HONI | 1 | ac | 0.1 | 0.062 | 188.8 | 116.543 | 115 | [6 empty] | 1.84 | 60 | 66 |  | ON_MRL_JCT |  | ON_MRL_DSS |  | circuit_id:281, owner:281, planning_rgn:None, num_of_circuits:None, current:None, line_segment_length_km:7, line_segment_length_mi:7, line_length_km:7, line_length_mi:7, voltage:7, reactance:24, smax:25, sum_ampacity:None, win_ampacity:None, sum_rating:None, win_rating:None, power_factor:None, win_capacity:23, starting_node_code:None, ending_node_name:281, ending_node_code:None, other_references:None, notes:None
348 | 11024 | B6M | ON | Ontario | HONI | 1 | ac | 14.5 | 8.951 | 188.8 | 116.543 | 115 | [6 empty] | 1.84 | 60 | 66 |  | ON_MRL_JCT |  | ON_BIR_DSS |  | circuit_id:281, owner:281, planning_rgn:None, num_of_circuits:None, current:None, line_segment_length_km:7, line_segment_length_mi:7, line_length_km:7, line_length_mi:7, voltage:7, reactance:24, smax:25, sum_ampacity:None, win_ampacity:None, sum_rating:None, win_rating:None, power_factor:None, win_capacity:23, starting_node_code:None, ending_node_name:281, ending_node_code:None, other_references:None, notes:None
349 | 11025 | B7 | ON | Ontario | HONI | 1 | ac | 16 | 9.877 | 16 | 9.877 | 115 | [6 empty] | 3 | 98 | 108 |  | ON_BUR_DSS |  | ON_BRN_DSS |  | circuit_id:281, owner:281, planning_rgn:None, num_of_circuits:None, current:None, line_segment_length_km:7, line_segment_length_mi:7, line_length_km:7, line_length_mi:7, voltage:7, reactance:24, smax:25, sum_ampacity:None, win_ampacity:None, sum_rating:None, win_rating:None, power_factor:None, win_capacity:23, starting_node_code:None, ending_node_name:281, ending_node_code:None, other_references:None, notes:None
350 | 11026 | B8 | ON | Ontario | HONI | 1 | ac | 16 | 9.877 | 16 | 9.877 | 115 | [6 empty] | 3 | 98 | 108 |  | ON_BUR_DSS |  | ON_BRN_DSS |  | circuit_id:281, owner:281, planning_rgn:None, num_of_circuits:None, current:None, line_segment_length_km:7, line_segment_length_mi:7, line_length_km:7, line_length_mi:7, voltage:7, reactance:24, smax:25, sum_ampacity:None, win_ampacity:None, sum_rating:None, win_rating:None, power_factor:None, win_capacity:23, starting_node_code:None, ending_node_name:281, ending_node_code:None, other_references:None, notes:None
351 | 11027 | B88H | ON | Ontario | HONI | 1 | ac | 19.5 | 12.037 | 30 | 18.519 | 230 | [6 empty] | 3 | 402 | 435 |  | ON_BRW_DSS |  | ON_YEC_JCT |  | circuit_id:281, owner:281, planning_rgn:None, num_of_circuits:None, current:None, line_segment_length_km:7, line_segment_length_mi:7, line_length_km:7, line_length_mi:7, voltage:7, reactance:24, smax:25, sum_ampacity:None, win_ampacity:None, sum_rating:None, win_rating:None, power_factor:None, win_capacity:23, starting_node_code:None, ending_node_name:281, ending_node_code:None, other_references:None, notes:None
352 | 11028 | B88H | ON | Ontario | HONI | 1 | ac | 0.5 | 0.309 | 30 | 18.519 | 230 | [6 empty] | 3 | 402 | 435 |  | ON_HLM_JCT |  | ON_HLD_DSS |  | circuit_id:281, owner:281, planning_rgn:None, num_of_circuits:None, current:None, line_segment_length_km:7, line_segment_length_mi:7, line_length_km:7, line_length_mi:7, voltage:7, reactance:24, smax:25, sum_ampacity:None, win_ampacity:None, sum_rating:None, win_rating:None, power_factor:None, win_capacity:23, starting_node_code:None, ending_node_name:281, ending_node_code:None, other_references:None, notes:None
353 | 11029 | B88H | ON | Ontario | HONI | 1 | ac | 8.5 | 5.247 | 30 | 18.519 | 230 | [6 empty] | 3 | 402 | 435 |  | ON_HLD_DSS |  | ON_ATG_DSS |  | circuit_id:281, owner:281, planning_rgn:None, num_of_circuits:None, current:None, line_segment_length_km:7, line_segment_length_mi:7, line_length_km:7, line_length_mi:7, voltage:7, reactance:24, smax:25, sum_ampacity:None, win_ampacity:None, sum_rating:None, win_rating:None, power_factor:None, win_capacity:23, starting_node_code:None, ending_node_name:281, ending_node_code:None, other_references:None, notes:None
354 | 11030 | B88H | ON | Ontario | HONI | 1 | ac | 0.5 | 0.309 | 30 | 18.519 | 230 | [6 empty] | 3 | 402 | 435 |  | ON_YEC_JCT |  | ON_HLM_JCT |  | circuit_id:281, owner:281, planning_rgn:None, num_of_circuits:None, current:None, line_segment_length_km:7, line_segment_length_mi:7, line_length_km:7, line_length_mi:7, voltage:7, reactance:24, smax:25, sum_ampacity:None, win_ampacity:None, sum_rating:None, win_rating:None, power_factor:None, win_capacity:23, starting_node_code:None, ending_node_name:281, ending_node_code:None, other_references:None, notes:None
355 | 11031 | B88H | ON | Ontario | HONI | 1 | ac | 1 | 0.617 | 30 | 18.519 | 230 | [6 empty] | 3 | 402 | 435 |  | ON_YEC_JCT |  | ON_YEC_GSS |  | circuit_id:281, owner:281, planning_rgn:None, num_of_circuits:None, current:None, line_segment_length_km:7, line_segment_length_mi:7, line_length_km:7, line_length_mi:7, voltage:7, reactance:24, smax:25, sum_ampacity:None, win_ampacity:None, sum_rating:None, win_rating:None, power_factor:None, win_capacity:23, starting_node_code:None, ending_node_name:281, ending_node_code:None, other_references:None, notes:None
356 | 11032 | B89H | ON | Ontario | HONI | 1 | ac | 19.5 | 12.037 | 30 | 18.519 | 230 | [6 empty] | 3 | 402 | 435 |  | ON_BRW_DSS |  | ON_YEC_JCT |  | circuit_id:281, owner:281, planning_rgn:None, num_of_circuits:None, current:None, line_segment_length_km:7, line_segment_length_mi:7, line_length_km:7, line_length_mi:7, voltage:7, reactance:24, smax:25, sum_ampacity:None, win_ampacity:None, sum_rating:None, win_rating:None, power_factor:None, win_capacity:23, starting_node_code:None, ending_node_name:281, ending_node_code:None, other_references:None, notes:None
357 | 11033 | B89H | ON | Ontario | HONI | 1 | ac | 0.5 | 0.309 | 30 | 18.519 | 230 | [6 empty] | 3 | 402 | 435 |  | ON_HLM_JCT |  | ON_HLD_DSS |  | circuit_id:281, owner:281, planning_rgn:None, num_of_circuits:None, current:None, line_segment_length_km:7, line_segment_length_mi:7, line_length_km:7, line_length_mi:7, voltage:7, reactance:24, smax:25, sum_ampacity:None, win_ampacity:None, sum_rating:None, win_rating:None, power_factor:None, win_capacity:23, starting_node_code:None, ending_node_name:281, ending_node_code:None, other_references:None, notes:None
358 | 11034 | B89H | ON | Ontario | HONI | 1 | ac | 8.5 | 5.247 | 30 | 18.519 | 230 | [6 empty] | 3 | 402 | 435 |  | ON_HLD_DSS |  | ON_ATG_DSS |  | circuit_id:281, owner:281, planning_rgn:None, num_of_circuits:None, current:None, line_segment_length_km:7, line_segment_length_mi:7, line_length_km:7, line_length_mi:7, voltage:7, reactance:24, smax:25, sum_ampacity:None, win_ampacity:None, sum_rating:None, win_rating:None, power_factor:None, win_capacity:23, starting_node_code:None, ending_node_name:281, ending_node_code:None, other_references:None, notes:None
359 | 11035 | B89H | ON | Ontario | HONI | 1 | ac | 0.5 | 0.309 | 30 | 18.519 | 230 | [6 empty] | 3 | 402 | 435 |  | ON_YEC_JCT |  | ON_HLM_JCT |  | circuit_id:281, owner:281, planning_rgn:None, num_of_circuits:None, current:None, line_segment_length_km:7, line_segment_length_mi:7, line_length_km:7, line_length_mi:7, voltage:7, reactance:24, smax:25, sum_ampacity:None, win_ampacity:None, sum_rating:None, win_rating:None, power_factor:None, win_capacity:23, starting_node_code:None, ending_node_name:281, ending_node_code:None, other_references:None, notes:None
360 | 11036 | B89H | ON | Ontario | HONI | 1 | ac | 1 | 0.617 | 30 | 18.519 | 230 | [6 empty] | 3 | 402 | 435 |  | ON_YEC_JCT |  | ON_YEC_GSS |  | circuit_id:281, owner:281, planning_rgn:None, num_of_circuits:None, current:None, line_segment_length_km:7, line_segment_length_mi:7, line_length_km:7, line_length_mi:7, voltage:7, reactance:24, smax:25, sum_ampacity:None, win_ampacity:None, sum_rating:None, win_rating:None, power_factor:None, win_capacity:23, starting_node_code:None, ending_node_name:281, ending_node_code:None, other_references:None, notes:None
361 | 11037 | B8W | ON | Ontario | HONI | 1 | ac | 0.1 | 0.062 | 35.7 | 22.037 | 115 | [6 empty] | 3 | 98 | 108 |  | ON_BRT_JCT |  | ON_BRT_DSS |  | circuit_id:281, owner:281, planning_rgn:None, num_of_circuits:None, current:None, line_segment_length_km:7, line_segment_length_mi:7, line_length_km:7, line_length_mi:7, voltage:7, reactance:24, smax:25, sum_ampacity:None, win_ampacity:None, sum_rating:None, win_rating:None, power_factor:None, win_capacity:23, starting_node_code:None, ending_node_name:281, ending_node_code:None, other_references:None, notes:None
362 | 11038 | B8W | ON | Ontario | HONI | 1 | ac | 29 | 17.901 | 35.7 | 22.037 | 115 | [6 empty] | 3 | 98 | 108 |  | ON_BRT_JCT |  | ON_TYW_JCT |  | circuit_id:281, owner:281, planning_rgn:None, num_of_circuits:None, current:None, line_segment_length_km:7, line_segment_length_mi:7, line_length_km:7, line_length_mi:7, voltage:7, reactance:24, smax:25, sum_ampacity:None, win_ampacity:None, sum_rating:None, win_rating:None, power_factor:None, win_capacity:23, starting_node_code:None, ending_node_name:281, ending_node_code:None, other_references:None, notes:None
363 | 11039 | B8W | ON | Ontario | HONI | 1 | ac | 1 | 0.617 | 35.7 | 22.037 | 115 | [6 empty] | 3 | 98 | 108 |  | ON_TYW_JCT |  | ON_TYW_ISS |  | circuit_id:281, owner:281, planning_rgn:None, num_of_circuits:None, current:None, line_segment_length_km:7, line_segment_length_mi:7, line_length_km:7, line_length_mi:7, voltage:7, reactance:24, smax:25, sum_ampacity:None, win_ampacity:None, sum_rating:None, win_rating:None, power_factor:None, win_capacity:23, starting_node_code:None, ending_node_name:281, ending_node_code:None, other_references:None, notes:None
364 | 11040 | B8W | ON | Ontario | HONI | 1 | ac | 5.5 | 3.395 | 35.7 | 22.037 | 115 | [6 empty] | 3 | 98 | 108 |  | ON_TYW_JCT |  | ON_CMC_JCT |  | circuit_id:281, owner:281, planning_rgn:None, num_of_circuits:None, current:None, line_segment_length_km:7, line_segment_length_mi:7, line_length_km:7, line_length_mi:7, voltage:7, reactance:24, smax:25, sum_ampacity:None, win_ampacity:None, sum_rating:None, win_rating:None, power_factor:None, win_capacity:23, starting_node_code:None, ending_node_name:281, ending_node_code:None, other_references:None, notes:None
365 | 11041 | B8W | ON | Ontario | HONI | 2 | ac | 0.1 | 0.062 | 35.7 | 22.037 | 115 | [6 empty] | 3 | 98 | 108 |  | ON_CMC_JCT |  | ON_CMC_DSS |  | circuit_id:281, owner:281, planning_rgn:None, num_of_circuits:None, current:None, line_segment_length_km:7, line_segment_length_mi:7, line_length_km:7, line_length_mi:7, voltage:7, reactance:24, smax:25, sum_ampacity:None, win_ampacity:None, sum_rating:None, win_rating:None, power_factor:None, win_capacity:23, starting_node_code:None, ending_node_name:281, ending_node_code:None, other_references:None, notes:None
366 | 11042 | BP76 | ON | Ontario | HONI | 1 | ac | 1 | 0.617 | 1 | 0.617 | 230 | [6 empty] | 3 | 480 | 480 |  | ON_BK2_TSS |  | XX_ONUS5_INT |  | circuit_id:281, owner:281, planning_rgn:None, num_of_circuits:None, current:None, line_segment_length_km:7, line_segment_length_mi:7, line_length_km:7, line_length_mi:7, voltage:7, reactance:24, smax:25, sum_ampacity:None, win_ampacity:None, sum_rating:None, win_rating:None, power_factor:None, win_capacity:169, starting_node_code:None, ending_node_name:281, ending_node_code:None, other_references:None, notes:None
367 | 11043 | BSC105 | ON | Ontario | HONI | 1 | ac | 0.5 | 0.309 | 1 | 0.617 | 115 | [6 empty] | 3 | 98 | 108 |  | ON_BK1_SWS |  | ON_PKS_DSS |  | circuit_id:281, owner:281, planning_rgn:None, num_of_circuits:None, current:None, line_segment_length_km:7, line_segment_length_mi:7, line_length_km:7, line_length_mi:7, voltage:7, reactance:24, smax:25, sum_ampacity:None, win_ampacity:None, sum_rating:None, win_rating:None, power_factor:None, win_capacity:23, starting_node_code:None, ending_node_name:281, ending_node_code:None, other_references:None, notes:None
368 | 11044 | BSC105 | ON | Ontario | HONI | 1 | ac | 0.5 | 0.309 | 1 | 0.617 | 115 | [6 empty] | 3 | 0 | 0 |  | ON_PKS_DSS |  | XX_ONUS5_INT |  | circuit_id:281, owner:281, planning_rgn:None, num_of_circuits:None, current:None, line_segment_length_km:7, line_segment_length_mi:7, line_length_km:7, line_length_mi:7, voltage:7, reactance:24, smax:25, sum_ampacity:None, win_ampacity:None, sum_rating:None, win_rating:None, power_factor:None, win_capacity:169, starting_node_code:None, ending_node_name:281, ending_node_code:None, other_references:None, notes:None
369 | 11045 | C10A | ON | Ontario | HONI | 1 | ac | 5 | 3.086 | 33.3 | 20.556 | 230 | [6 empty] | 3 | 402 | 435 |  | ON_CHW_DSS |  | ON_SEN_DSS |  | circuit_id:281, owner:281, planning_rgn:None, num_of_circuits:None, current:None, line_segment_length_km:7, line_segment_length_mi:7, line_length_km:7, line_length_mi:7, voltage:7, reactance:24, smax:25, sum_ampacity:None, win_ampacity:None, sum_rating:None, win_rating:None, power_factor:None, win_capacity:23, starting_node_code:None, ending_node_name:281, ending_node_code:None, other_references:None, notes:None
370 | 11046 | C10A | ON | Ontario | HONI | 1 | ac | 12 | 7.407 | 33.3 | 20.556 | 230 | [6 empty] | 3 | 402 | 435 |  | ON_SEN_DSS |  | ON_DFN_JCT |  | circuit_id:281, owner:281, planning_rgn:None, num_of_circuits:None, current:None, line_segment_length_km:7, line_segment_length_mi:7, line_length_km:7, line_length_mi:7, voltage:7, reactance:24, smax:25, sum_ampacity:None, win_ampacity:None, sum_rating:None, win_rating:None, power_factor:None, win_capacity:23, starting_node_code:None, ending_node_name:281, ending_node_code:None, other_references:None, notes:None
371 | 11047 | T28C | ON | Ontario | HONI | 1 | ac | 12 | 7.407 | 39 | 24.074 | 230 | [6 empty] | 3 | 402 | 435 |  | ON_DFN_JCT |  | ON_SEN_DSS |  | circuit_id:281, owner:281, planning_rgn:None, num_of_circuits:None, current:None, line_segment_length_km:7, line_segment_length_mi:7, line_length_km:7, line_length_mi:7, voltage:7, reactance:24, smax:25, sum_ampacity:None, win_ampacity:None, sum_rating:None, win_rating:None, power_factor:None, win_capacity:23, starting_node_code:None, ending_node_name:281, ending_node_code:None, other_references:None, notes:None
372 | 11048 | T28C | ON | Ontario | HONI | 1 | ac | 5 | 3.086 | 39 | 24.074 | 230 | [6 empty] | 3 | 402 | 435 |  | ON_SEN_DSS |  | ON_CHW_DSS |  | circuit_id:281, owner:281, planning_rgn:None, num_of_circuits:None, current:None, line_segment_length_km:7, line_segment_length_mi:7, line_length_km:7, line_length_mi:7, voltage:7, reactance:24, smax:25, sum_ampacity:None, win_ampacity:None, sum_rating:None, win_rating:None, power_factor:None, win_capacity:23, starting_node_code:None, ending_node_name:281, ending_node_code:None, other_references:None, notes:None
373 | 11049 | C10A | ON | Ontario | HONI | 1 | ac | 4 | 2.469 | 33.3 | 20.556 | 230 | [6 empty] | 3 | 402 | 435 |  | ON_DFN_JCT |  | ON_AGN_JCT |  | circuit_id:281, owner:281, planning_rgn:None, num_of_circuits:None, current:None, line_segment_length_km:7, line_segment_length_mi:7, line_length_km:7, line_length_mi:7, voltage:7, reactance:24, smax:25, sum_ampacity:None, win_ampacity:None, sum_rating:None, win_rating:None, power_factor:None, win_capacity:23, starting_node_code:None, ending_node_name:281, ending_node_code:None, other_references:None, notes:None
374 | 11050 | C10A | ON | Ontario | HONI | 1 | ac | 0.1 | 0.062 | 33.3 | 20.556 | 230 | [6 empty] | 3 | 402 | 435 |  | ON_AGN_JCT |  | ON_AGN_DSS |  | circuit_id:281, owner:281, planning_rgn:None, num_of_circuits:None, current:None, line_segment_length_km:7, line_segment_length_mi:7, line_length_km:7, line_length_mi:7, voltage:7, reactance:24, smax:25, sum_ampacity:None, win_ampacity:None, sum_rating:None, win_rating:None, power_factor:None, win_capacity:23, starting_node_code:None, ending_node_name:281, ending_node_code:None, other_references:None, notes:None
375 | 11051 | C10A | ON | Ontario | HONI | 1 | ac | 0.2 | 0.123 | 33.3 | 20.556 | 230 | [6 empty] | 3 | 402 | 435 |  | ON_AGN_JCT |  | ON_CVN_DSS |  | circuit_id:281, owner:281, planning_rgn:None, num_of_circuits:None, current:None, line_segment_length_km:7, line_segment_length_mi:7, line_length_km:7, line_length_mi:7, voltage:7, reactance:24, smax:25, sum_ampacity:None, win_ampacity:None, sum_rating:None, win_rating:None, power_factor:None, win_capacity:23, starting_node_code:None, ending_node_name:281, ending_node_code:None, other_references:None, notes:None
376 | 11052 | C10A | ON | Ontario | HONI | 1 | ac | 12 | 7.407 | 33.3 | 20.556 | 230 | [6 empty] | 3 | 402 | 435 |  | ON_AGN_JCT |  | ON_LES_JCT |  | circuit_id:281, owner:281, planning_rgn:None, num_of_circuits:None, current:None, line_segment_length_km:7, line_segment_length_mi:7, line_length_km:7, line_length_mi:7, voltage:7, reactance:24, smax:25, sum_ampacity:None, win_ampacity:None, sum_rating:None, win_rating:None, power_factor:None, win_capacity:23, starting_node_code:None, ending_node_name:281, ending_node_code:None, other_references:None, notes:None
377 | 11053 | C11R | ON | Ontario | HONI | 1 | ac | 25 | 15.432 | 25 | 15.432 | 230 | [6 empty] | 3 | 402 | 435 |  | ON_CHW_DSS |  | ON_LES_JCT |  | circuit_id:281, owner:281, planning_rgn:None, num_of_circuits:None, current:None, line_segment_length_km:7, line_segment_length_mi:7, line_length_km:7, line_length_mi:7, voltage:7, reactance:24, smax:25, sum_ampacity:None, win_ampacity:None, sum_rating:None, win_rating:None, power_factor:None, win_capacity:23, starting_node_code:None, ending_node_name:281, ending_node_code:None, other_references:None, notes:None
378 | 11054 | C12 | ON | Ontario | HONI | 1 | ac | 18 | 11.111 | 43.6 | 26.914 | 115 | [6 empty] | 3 | 98 | 108 |  | ON_CAL_DSS |  | ON_HRT_JCT |  | circuit_id:281, owner:281, planning_rgn:None, num_of_circuits:None, current:None, line_segment_length_km:7, line_segment_length_mi:7, line_length_km:7, line_length_mi:7, voltage:7, reactance:24, smax:25, sum_ampacity:None, win_ampacity:None, sum_rating:None, win_rating:None, power_factor:None, win_capacity:23, starting_node_code:None, ending_node_name:281, ending_node_code:None, other_references:None, notes:None
379 | 11055 | C12 | ON | Ontario | HONI | 1 | ac | 14 | 8.642 | 43.6 | 26.914 | 115 | [6 empty] | 3 | 98 | 108 |  | ON_HRT_JCT |  | ON_VNA_JCT |  | circuit_id:281, owner:281, planning_rgn:None, num_of_circuits:None, current:None, line_segment_length_km:7, line_segment_length_mi:7, line_length_km:7, line_length_mi:7, voltage:7, reactance:24, smax:25, sum_ampacity:None, win_ampacity:None, sum_rating:None, win_rating:None, power_factor:None, win_capacity:23, starting_node_code:None, ending_node_name:281, ending_node_code:None, other_references:None, notes:None
380 | 11056 | C12 | ON | Ontario | HONI | 1 | ac | 10 | 6.173 | 43.6 | 26.914 | 115 | [6 empty] | 3 | 98 | 108 |  | ON_VNA_JCT |  | ON_BLO_JCT |  | circuit_id:281, owner:281, planning_rgn:None, num_of_circuits:None, current:None, line_segment_length_km:7, line_segment_length_mi:7, line_length_km:7, line_length_mi:7, voltage:7, reactance:24, smax:25, sum_ampacity:None, win_ampacity:None, sum_rating:None, win_rating:None, power_factor:None, win_capacity:23, starting_node_code:None, ending_node_name:281, ending_node_code:None, other_references:None, notes:None
381 | 11057 | C12 | ON | Ontario | HONI | 1 | ac | 0.1 | 0.062 | 43.6 | 26.914 | 115 | [6 empty] | 3 | 98 | 108 |  | ON_BLO_JCT |  | ON_BLO_DSS |  | circuit_id:281, owner:281, planning_rgn:None, num_of_circuits:None, current:None, line_segment_length_km:7, line_segment_length_mi:7, line_length_km:7, line_length_mi:7, voltage:7, reactance:24, smax:25, sum_ampacity:None, win_ampacity:None, sum_rating:None, win_rating:None, power_factor:None, win_capacity:23, starting_node_code:None, ending_node_name:281, ending_node_code:None, other_references:None, notes:None
382 | 11058 | C12 | ON | Ontario | HONI | 1 | ac | 1.5 | 0.926 | 43.6 | 26.914 | 115 | [6 empty] | 3 | 98 | 108 |  | ON_BLO_JCT |  | ON_NOR_DSS |  | circuit_id:281, owner:281, planning_rgn:None, num_of_circuits:None, current:None, line_segment_length_km:7, line_segment_length_mi:7, line_length_km:7, line_length_mi:7, voltage:7, reactance:24, smax:25, sum_ampacity:None, win_ampacity:None, sum_rating:None, win_rating:None, power_factor:None, win_capacity:23, starting_node_code:None, ending_node_name:281, ending_node_code:None, other_references:None, notes:None
383 | 11059 | C14L | ON | Ontario | HONI | 1 | ac | 16 | 9.877 | 28.1 | 17.346 | 230 | [6 empty] | 3 | 402 | 435 |  | ON_CHW_DSS |  | ON_SCB_JCT |  | circuit_id:281, owner:281, planning_rgn:None, num_of_circuits:None, current:None, line_segment_length_km:7, line_segment_length_mi:7, line_length_km:7, line_length_mi:7, voltage:7, reactance:24, smax:25, sum_ampacity:None, win_ampacity:None, sum_rating:None, win_rating:None, power_factor:None, win_capacity:23, starting_node_code:None, ending_node_name:281, ending_node_code:None, other_references:None, notes:None
384 | 11060 | C14L | ON | Ontario | HONI | 1 | ac | 4.5 | 2.778 | 28.1 | 17.346 | 230 | [6 empty] | 3 | 402 | 435 |  | ON_SCB_JCT |  | ON_BMD_DSS |  | circuit_id:281, owner:281, planning_rgn:None, num_of_circuits:None, current:None, line_segment_length_km:7, line_segment_length_mi:7, line_length_km:7, line_length_mi:7, voltage:7, reactance:24, smax:25, sum_ampacity:None, win_ampacity:None, sum_rating:None, win_rating:None, power_factor:None, win_capacity:23, starting_node_code:None, ending_node_name:281, ending_node_code:None, other_references:None, notes:None
385 | 11061 | C14L | ON | Ontario | HONI | 1 | ac | 0.1 | 0.062 | 28.1 | 17.346 | 230 | [6 empty] | 3 | 402 | 435 |  | ON_SCB_JCT |  | ON_SCB_DSS |  | circuit_id:281, owner:281, planning_rgn:None, num_of_circuits:None, current:None, line_segment_length_km:7, line_segment_length_mi:7, line_length_km:7, line_length_mi:7, voltage:7, reactance:24, smax:25, sum_ampacity:None, win_ampacity:None, sum_rating:None, win_rating:None, power_factor:None, win_capacity:23, starting_node_code:None, ending_node_name:281, ending_node_code:None, other_references:None, notes:None
386 | 11062 | C14L | ON | Ontario | HONI | 1 | ac | 4 | 2.469 | 28.1 | 17.346 | 230 | [6 empty] | 3 | 402 | 435 |  | ON_SCB_JCT |  | ON_WDN_DSS |  | circuit_id:281, owner:281, planning_rgn:None, num_of_circuits:None, current:None, line_segment_length_km:7, line_segment_length_mi:7, line_length_km:7, line_length_mi:7, voltage:7, reactance:24, smax:25, sum_ampacity:None, win_ampacity:None, sum_rating:None, win_rating:None, power_factor:None, win_capacity:23, starting_node_code:None, ending_node_name:281, ending_node_code:None, other_references:None, notes:None
387 | 11063 | C14L | ON | Ontario | HONI | 1 | ac | 3.5 | 2.16 | 28.1 | 17.346 | 230 | [6 empty] | 3 | 402 | 435 |  | ON_BMD_DSS |  | ON_LES_DSS |  | circuit_id:281, owner:281, planning_rgn:None, num_of_circuits:None, current:None, line_segment_length_km:7, line_segment_length_mi:7, line_length_km:7, line_length_mi:7, voltage:7, reactance:24, smax:25, sum_ampacity:None, win_ampacity:None, sum_rating:None, win_rating:None, power_factor:None, win_capacity:23, starting_node_code:None, ending_node_name:281, ending_node_code:None, other_references:None, notes:None
388 | 11064 | C15L | ON | Ontario | HONI | 1 | ac | 6 | 3.704 | 24.1 | 14.877 | 230 | [6 empty] | 3 | 402 | 435 |  | ON_CHW_DSS |  | ON_SHP_DSS |  | circuit_id:281, owner:281, planning_rgn:None, num_of_circuits:None, current:None, line_segment_length_km:7, line_segment_length_mi:7, line_length_km:7, line_length_mi:7, voltage:7, reactance:24, smax:25, sum_ampacity:None, win_ampacity:None, sum_rating:None, win_rating:None, power_factor:None, win_capacity:23, starting_node_code:None, ending_node_name:281, ending_node_code:None, other_references:None, notes:None
389 | 11065 | C15L | ON | Ontario | HONI | 1 | ac | 10 | 6.173 | 24.1 | 14.877 | 230 | [6 empty] | 3 | 402 | 435 |  | ON_SHP_DSS |  | ON_SCB_JCT |  | circuit_id:281, owner:281, planning_rgn:None, num_of_circuits:None, current:None, line_segment_length_km:7, line_segment_length_mi:7, line_length_km:7, line_length_mi:7, voltage:7, reactance:24, smax:25, sum_ampacity:None, win_ampacity:None, sum_rating:None, win_rating:None, power_factor:None, win_capacity:23, starting_node_code:None, ending_node_name:281, ending_node_code:None, other_references:None, notes:None
390 | 11066 | C15L | ON | Ontario | HONI | 1 | ac | 0.1 | 0.062 | 24.1 | 14.877 | 230 | [6 empty] | 3 | 402 | 435 |  | ON_SCB_JCT |  | ON_SCB_DSS |  | circuit_id:281, owner:281, planning_rgn:None, num_of_circuits:None, current:None, line_segment_length_km:7, line_segment_length_mi:7, line_length_km:7, line_length_mi:7, voltage:7, reactance:24, smax:25, sum_ampacity:None, win_ampacity:None, sum_rating:None, win_rating:None, power_factor:None, win_capacity:23, starting_node_code:None, ending_node_name:281, ending_node_code:None, other_references:None, notes:None
391 | 11067 | C15L | ON | Ontario | HONI | 1 | ac | 8 | 4.938 | 24.1 | 14.877 | 230 | [6 empty] | 3 | 402 | 435 |  | ON_SCB_JCT |  | ON_LES_DSS |  | circuit_id:281, owner:281, planning_rgn:None, num_of_circuits:None, current:None, line_segment_length_km:7, line_segment_length_mi:7, line_length_km:7, line_length_mi:7, voltage:7, reactance:24, smax:25, sum_ampacity:None, win_ampacity:None, sum_rating:None, win_rating:None, power_factor:None, win_capacity:23, starting_node_code:None, ending_node_name:281, ending_node_code:None, other_references:None, notes:None
392 | 11068 | C16L | ON | Ontario | HONI | 1 | ac | 6 | 3.704 | 24 | 14.815 | 230 | [6 empty] | 3 | 402 | 435 |  | ON_CHW_DSS |  | ON_SHP_DSS |  | circuit_id:281, owner:281, planning_rgn:None, num_of_circuits:None, current:None, line_segment_length_km:7, line_segment_length_mi:7, line_length_km:7, line_length_mi:7, voltage:7, reactance:24, smax:25, sum_ampacity:None, win_ampacity:None, sum_rating:None, win_rating:None, power_factor:None, win_capacity:23, starting_node_code:None, ending_node_name:281, ending_node_code:None, other_references:None, notes:None
393 | 11069 | C16L | ON | Ontario | HONI | 1 | ac | 18 | 11.111 | 24 | 14.815 | 230 | [6 empty] | 3 | 402 | 435 |  | ON_SHP_DSS |  | ON_LES_DSS |  | circuit_id:281, owner:281, planning_rgn:None, num_of_circuits:None, current:None, line_segment_length_km:7, line_segment_length_mi:7, line_length_km:7, line_length_mi:7, voltage:7, reactance:24, smax:25, sum_ampacity:None, win_ampacity:None, sum_rating:None, win_rating:None, power_factor:None, win_capacity:23, starting_node_code:None, ending_node_name:281, ending_node_code:None, other_references:None, notes:None
394 | 11070 | C17L | ON | Ontario | HONI | 1 | ac | 16 | 9.877 | 28 | 17.284 | 230 | [6 empty] | 3 | 402 | 435 |  | ON_CHW_DSS |  | ON_SCB_JCT |  | circuit_id:281, owner:281, planning_rgn:None, num_of_circuits:None, current:None, line_segment_length_km:7, line_segment_length_mi:7, line_length_km:7, line_length_mi:7, voltage:7, reactance:24, smax:25, sum_ampacity:None, win_ampacity:None, sum_rating:None, win_rating:None, power_factor:None, win_capacity:23, starting_node_code:None, ending_node_name:281, ending_node_code:None, other_references:None, notes:None
395 | 11071 | C17L | ON | Ontario | HONI | 1 | ac | 4 | 2.469 | 28 | 17.284 | 230 | [6 empty] | 3 | 402 | 435 |  | ON_SCB_JCT |  | ON_WDN_DSS |  | circuit_id:281, owner:281, planning_rgn:None, num_of_circuits:None, current:None, line_segment_length_km:7, line_segment_length_mi:7, line_length_km:7, line_length_mi:7, voltage:7, reactance:24, smax:25, sum_ampacity:None, win_ampacity:None, sum_rating:None, win_rating:None, power_factor:None, win_capacity:23, starting_node_code:None, ending_node_name:281, ending_node_code:None, other_references:None, notes:None
396 | 11072 | C17L | ON | Ontario | HONI | 1 | ac | 4.5 | 2.778 | 28 | 17.284 | 230 | [6 empty] | 3 | 402 | 435 |  | ON_SCB_JCT |  | ON_BMD_DSS |  | circuit_id:281, owner:281, planning_rgn:None, num_of_circuits:None, current:None, line_segment_length_km:7, line_segment_length_mi:7, line_length_km:7, line_length_mi:7, voltage:7, reactance:24, smax:25, sum_ampacity:None, win_ampacity:None, sum_rating:None, win_rating:None, power_factor:None, win_capacity:23, starting_node_code:None, ending_node_name:281, ending_node_code:None, other_references:None, notes:None
397 | 11073 | C17L | ON | Ontario | HONI | 1 | ac | 3.5 | 2.16 | 28 | 17.284 | 230 | [6 empty] | 3 | 402 | 435 |  | ON_BMD_DSS |  | ON_LES_DSS |  | circuit_id:281, owner:281, planning_rgn:None, num_of_circuits:None, current:None, line_segment_length_km:7, line_segment_length_mi:7, line_length_km:7, line_length_mi:7, voltage:7, reactance:24, smax:25, sum_ampacity:None, win_ampacity:None, sum_rating:None, win_rating:None, power_factor:None, win_capacity:23, starting_node_code:None, ending_node_name:281, ending_node_code:None, other_references:None, notes:None
398 | 11074 | C18R | ON | Ontario | HONI | 1 | ac | 24 | 14.815 | 44.5 | 27.469 | 230 | [6 empty] | 3 | 402 | 435 |  | ON_CHW_DSS |  | ON_FCD_DSS |  | circuit_id:281, owner:281, planning_rgn:None, num_of_circuits:None, current:None, line_segment_length_km:6, line_segment_length_mi:6, line_length_km:6, line_length_mi:6, voltage:6, reactance:24, smax:25, sum_ampacity:None, win_ampacity:None, sum_rating:None, win_rating:None, power_factor:None, win_capacity:23, starting_node_code:None, ending_node_name:281, ending_node_code:None, other_references:None, notes:None
399 | 11075 | C18R | ON | Ontario | HONI | 1 | ac | 4 | 2.469 | 44.5 | 27.469 | 230 | [6 empty] | 3 | 402 | 435 |  | ON_FCD_DSS |  | ON_BTH_JCT |  | circuit_id:281, owner:281, planning_rgn:None, num_of_circuits:None, current:None, line_segment_length_km:6, line_segment_length_mi:6, line_length_km:6, line_length_mi:6, voltage:6, reactance:24, smax:25, sum_ampacity:None, win_ampacity:None, sum_rating:None, win_rating:None, power_factor:None, win_capacity:23, starting_node_code:None, ending_node_name:281, ending_node_code:None, other_references:None, notes:None
400 | 11076 | C18R | ON | Ontario | HONI | 1 | ac | 1.5 | 0.926 | 44.5 | 27.469 | 230 | [6 empty] | 3 | 402 | 435 |  | ON_BTH_JCT |  | ON_BTH_DSS |  | circuit_id:281, owner:281, planning_rgn:None, num_of_circuits:None, current:None, line_segment_length_km:6, line_segment_length_mi:6, line_length_km:6, line_length_mi:6, voltage:6, reactance:24, smax:25, sum_ampacity:None, win_ampacity:None, sum_rating:None, win_rating:None, power_factor:None, win_capacity:23, starting_node_code:None, ending_node_name:281, ending_node_code:None, other_references:None, notes:None
401 | 11077 | C18R | ON | Ontario | HONI | 1 | ac | 15 | 9.259 | 44.5 | 27.469 | 230 | [6 empty] | 3 | 402 | 435 |  | ON_BTH_JCT |  | ON_RCV_DSS |  | circuit_id:281, owner:281, planning_rgn:None, num_of_circuits:None, current:None, line_segment_length_km:6, line_segment_length_mi:6, line_length_km:6, line_length_mi:6, voltage:6, reactance:24, smax:25, sum_ampacity:None, win_ampacity:None, sum_rating:None, win_rating:None, power_factor:None, win_capacity:23, starting_node_code:None, ending_node_name:281, ending_node_code:None, other_references:None, notes:None
402 | 11078 | C1A | ON | Ontario | HONI | 1 | ac | 0.1 | 0.062 | 1.1 | 0.679 | 115 | [6 empty] | 3 | 98 | 108 |  | ON_ALX_SWS |  | ON_ALX_GSS |  | circuit_id:281, owner:281, planning_rgn:None, num_of_circuits:None, current:None, line_segment_length_km:6, line_segment_length_mi:6, line_length_km:6, line_length_mi:6, voltage:6, reactance:24, smax:25, sum_ampacity:None, win_ampacity:None, sum_rating:None, win_rating:None, power_factor:None, win_capacity:23, starting_node_code:None, ending_node_name:281, ending_node_code:None, other_references:None, notes:None
403 | 11079 | C1A | ON | Ontario | HONI | 1 | ac | 1 | 0.617 | 1.1 | 0.679 | 115 | [6 empty] | 3 | 98 | 108 |  | ON_CAM_GSS |  | ON_ALX_SWS |  | circuit_id:281, owner:281, planning_rgn:None, num_of_circuits:None, current:None, line_segment_length_km:6, line_segment_length_mi:6, line_length_km:6, line_length_mi:6, voltage:6, reactance:24, smax:25, sum_ampacity:None, win_ampacity:None, sum_rating:None, win_rating:None, power_factor:None, win_capacity:23, starting_node_code:None, ending_node_name:281, ending_node_code:None, other_references:None, notes:None
404 | 11080 | C1P | ON | Ontario | HONI | 1 | ac | 1 | 0.617 | 10 | 6.173 | 115 | [6 empty] | 3 | 98 | 108 |  | ON_CRL_DSS |  | ON_TUN_JCT |  | circuit_id:281, owner:281, planning_rgn:None, num_of_circuits:None, current:None, line_segment_length_km:7, line_segment_length_mi:7, line_length_km:7, line_length_mi:7, voltage:7, reactance:24, smax:25, sum_ampacity:None, win_ampacity:None, sum_rating:None, win_rating:None, power_factor:None, win_capacity:23, starting_node_code:None, ending_node_name:281, ending_node_code:None, other_references:None, notes:None
405 | 11081 | C1P | ON | Ontario | HONI | 1 | ac | 8 | 4.938 | 10 | 6.173 | 115 | [6 empty] | 3 | 98 | 108 |  | ON_TUN_JCT |  | ON_VLI_JCT |  | circuit_id:281, owner:281, planning_rgn:None, num_of_circuits:None, current:None, line_segment_length_km:7, line_segment_length_mi:7, line_length_km:7, line_length_mi:7, voltage:7, reactance:24, smax:25, sum_ampacity:None, win_ampacity:None, sum_rating:None, win_rating:None, power_factor:None, win_capacity:23, starting_node_code:None, ending_node_name:281, ending_node_code:None, other_references:None, notes:None
406 | 11082 | C1P | ON | Ontario | HONI | 1 | ac | 1 | 0.617 | 10 | 6.173 | 115 | [6 empty] | 3 | 98 | 108 |  | ON_VLI_JCT |  | ON_PTC_DSS |  | circuit_id:281, owner:281, planning_rgn:None, num_of_circuits:None, current:None, line_segment_length_km:7, line_segment_length_mi:7, line_length_km:7, line_length_mi:7, voltage:7, reactance:24, smax:25, sum_ampacity:None, win_ampacity:None, sum_rating:None, win_rating:None, power_factor:None, win_capacity:23, starting_node_code:None, ending_node_name:281, ending_node_code:None, other_references:None, notes:None
407 | 11083 | C20R | ON | Ontario | HONI | 1 | ac | 14.5 | 8.951 | 43.3 | 26.728 | 230 | [6 empty] | 3 | 402 | 435 |  | ON_CHW_DSS |  | ON_AGN_JCT |  | circuit_id:281, owner:281, planning_rgn:None, num_of_circuits:None, current:None, line_segment_length_km:7, line_segment_length_mi:7, line_length_km:7, line_length_mi:7, voltage:7, reactance:24, smax:25, sum_ampacity:None, win_ampacity:None, sum_rating:None, win_rating:None, power_factor:None, win_capacity:23, starting_node_code:None, ending_node_name:281, ending_node_code:None, other_references:None, notes:None
408 | 11084 | C20R | ON | Ontario | HONI | 1 | ac | 0.2 | 0.123 | 43.3 | 26.728 | 230 | [6 empty] | 3 | 402 | 435 |  | ON_AGN_JCT |  | ON_CVN_DSS |  | circuit_id:281, owner:281, planning_rgn:None, num_of_circuits:None, current:None, line_segment_length_km:7, line_segment_length_mi:7, line_length_km:7, line_length_mi:7, voltage:7, reactance:24, smax:25, sum_ampacity:None, win_ampacity:None, sum_rating:None, win_rating:None, power_factor:None, win_capacity:23, starting_node_code:None, ending_node_name:281, ending_node_code:None, other_references:None, notes:None
409 | 11085 | C20R | ON | Ontario | HONI | 1 | ac | 5.5 | 3.395 | 43.3 | 26.728 | 230 | [6 empty] | 3 | 402 | 435 |  | ON_AGN_JCT |  | ON_LSL_JCT |  | circuit_id:281, owner:281, planning_rgn:None, num_of_circuits:None, current:None, line_segment_length_km:7, line_segment_length_mi:7, line_length_km:7, line_length_mi:7, voltage:7, reactance:24, smax:25, sum_ampacity:None, win_ampacity:None, sum_rating:None, win_rating:None, power_factor:None, win_capacity:23, starting_node_code:None, ending_node_name:281, ending_node_code:None, other_references:None, notes:None
410 | 11086 | C20R | ON | Ontario | HONI | 1 | ac | 4 | 2.469 | 43.3 | 26.728 | 230 | [6 empty] | 3 | 402 | 435 |  | ON_LSL_JCT |  | ON_FCD_DSS |  | circuit_id:281, owner:281, planning_rgn:None, num_of_circuits:None, current:None, line_segment_length_km:7, line_segment_length_mi:7, line_length_km:7, line_length_mi:7, voltage:7, reactance:24, smax:25, sum_ampacity:None, win_ampacity:None, sum_rating:None, win_rating:None, power_factor:None, win_capacity:23, starting_node_code:None, ending_node_name:281, ending_node_code:None, other_references:None, notes:None
411 | 11087 | C20R | ON | Ontario | HONI | 1 | ac | 4 | 2.469 | 43.3 | 26.728 | 230 | [6 empty] | 3 | 402 | 435 |  | ON_FCD_DSS |  | ON_BTH_JCT |  | circuit_id:281, owner:281, planning_rgn:None, num_of_circuits:None, current:None, line_segment_length_km:7, line_segment_length_mi:7, line_length_km:7, line_length_mi:7, voltage:7, reactance:24, smax:25, sum_ampacity:None, win_ampacity:None, sum_rating:None, win_rating:None, power_factor:None, win_capacity:23, starting_node_code:None, ending_node_name:281, ending_node_code:None, other_references:None, notes:None
412 | 11088 | C20R | ON | Ontario | HONI | 1 | ac | 7 | 4.321 | 43.3 | 26.728 | 230 | [6 empty] | 3 | 402 | 435 |  | ON_BTH_JCT |  | ON_FIN_JCT |  | circuit_id:281, owner:281, planning_rgn:None, num_of_circuits:None, current:None, line_segment_length_km:7, line_segment_length_mi:7, line_length_km:7, line_length_mi:7, voltage:7, reactance:24, smax:25, sum_ampacity:None, win_ampacity:None, sum_rating:None, win_rating:None, power_factor:None, win_capacity:23, starting_node_code:None, ending_node_name:281, ending_node_code:None, other_references:None, notes:None
413 | 11089 | C20R | ON | Ontario | HONI | 1 | ac | 0.1 | 0.062 | 43.3 | 26.728 | 230 | [6 empty] | 3 | 402 | 435 |  | ON_FIN_JCT |  | ON_FIN_DSS |  | circuit_id:281, owner:281, planning_rgn:None, num_of_circuits:None, current:None, line_segment_length_km:7, line_segment_length_mi:7, line_length_km:7, line_length_mi:7, voltage:7, reactance:24, smax:25, sum_ampacity:None, win_ampacity:None, sum_rating:None, win_rating:None, power_factor:None, win_capacity:23, starting_node_code:None, ending_node_name:281, ending_node_code:None, other_references:None, notes:None
414 | 11090 | C20R | ON | Ontario | HONI | 1 | ac | 8 | 4.938 | 43.3 | 26.728 | 230 | [6 empty] | 3 | 402 | 435 |  | ON_FIN_JCT |  | ON_RCV_DSS |  | circuit_id:281, owner:281, planning_rgn:None, num_of_circuits:None, current:None, line_segment_length_km:7, line_segment_length_mi:7, line_length_km:7, line_length_mi:7, voltage:7, reactance:24, smax:25, sum_ampacity:None, win_ampacity:None, sum_rating:None, win_rating:None, power_factor:None, win_capacity:23, starting_node_code:None, ending_node_name:281, ending_node_code:None, other_references:None, notes:None
415 | 11091 | C21J | ON | Ontario | HONI | 1 | ac | 47.9 | 29.568 | 102.4 | 63.21 | 230 | [6 empty] | 2.75 | 369 | 399 |  | ON_LEM_JCT |  | ON_CHT_SWS |  | circuit_id:281, owner:281, planning_rgn:None, num_of_circuits:None, current:None, line_segment_length_km:7, line_segment_length_mi:7, line_length_km:7, line_length_mi:7, voltage:7, reactance:24, smax:25, sum_ampacity:None, win_ampacity:None, sum_rating:None, win_rating:None, power_factor:None, win_capacity:23, starting_node_code:None, ending_node_name:281, ending_node_code:None, other_references:None, notes:None
416 | 11092 | C21J | ON | Ontario | HONI | 1 | ac | 17.4 | 10.741 | 102.4 | 63.21 | 230 | [6 empty] | 2.75 | 369 | 399 |  | ON_MLD_JCT |  | ON_SNW_JCT |  | circuit_id:281, owner:281, planning_rgn:None, num_of_circuits:None, current:None, line_segment_length_km:7, line_segment_length_mi:7, line_length_km:7, line_length_mi:7, voltage:7, reactance:24, smax:25, sum_ampacity:None, win_ampacity:None, sum_rating:None, win_rating:None, power_factor:None, win_capacity:23, starting_node_code:None, ending_node_name:281, ending_node_code:None, other_references:None, notes:None
417 | 11093 | C21J | ON | Ontario | HONI | 1 | ac | 4 | 2.469 | 102.4 | 63.21 | 230 | [6 empty] | 2.75 | 369 | 399 |  | ON_KEI_DSS |  | ON_MLD_JCT |  | circuit_id:281, owner:281, planning_rgn:None, num_of_circuits:None, current:None, line_segment_length_km:7, line_segment_length_mi:7, line_length_km:7, line_length_mi:7, voltage:7, reactance:24, smax:25, sum_ampacity:None, win_ampacity:None, sum_rating:None, win_rating:None, power_factor:None, win_capacity:23, starting_node_code:None, ending_node_name:281, ending_node_code:None, other_references:None, notes:None
418 | 11094 | C21J | ON | Ontario | HONI | 1 | ac | 0.1 | 0.062 | 102.4 | 63.21 | 230 | [6 empty] | 2.75 | 369 | 399 |  | ON_MLD_JCT |  | ON_MLD_DSS |  | circuit_id:281, owner:281, planning_rgn:None, num_of_circuits:None, current:None, line_segment_length_km:7, line_segment_length_mi:7, line_length_km:7, line_length_mi:7, voltage:7, reactance:24, smax:25, sum_ampacity:None, win_ampacity:None, sum_rating:None, win_rating:None, power_factor:None, win_capacity:23, starting_node_code:None, ending_node_name:281, ending_node_code:None, other_references:None, notes:None
419 | 11095 | C21J | ON | Ontario | HONI | 1 | ac | 21 | 12.963 | 102.4 | 63.21 | 230 | [6 empty] | 2.75 | 369 | 399 |  | ON_SNW_JCT |  | ON_LEM_JCT |  | circuit_id:281, owner:281, planning_rgn:None, num_of_circuits:None, current:None, line_segment_length_km:7, line_segment_length_mi:7, line_length_km:7, line_length_mi:7, voltage:7, reactance:24, smax:25, sum_ampacity:None, win_ampacity:None, sum_rating:None, win_rating:None, power_factor:None, win_capacity:23, starting_node_code:None, ending_node_name:281, ending_node_code:None, other_references:None, notes:None
420 | 11096 | C21J | ON | Ontario | HONI | 1 | ac | 12 | 7.407 | 102.4 | 63.21 | 230 | [6 empty] | 2.75 | 369 | 399 |  | ON_LEM_JCT |  | ON_LEM_DSS |  | circuit_id:281, owner:281, planning_rgn:None, num_of_circuits:None, current:None, line_segment_length_km:7, line_segment_length_mi:7, line_length_km:7, line_length_mi:7, voltage:7, reactance:24, smax:25, sum_ampacity:None, win_ampacity:None, sum_rating:None, win_rating:None, power_factor:None, win_capacity:23, starting_node_code:None, ending_node_name:281, ending_node_code:None, other_references:None, notes:None
421 | 11097 | C22J | ON | Ontario | HONI | 1 | ac | 17.4 | 10.741 | 102.4 | 63.21 | 230 | [6 empty] | 2.75 | 369 | 399 |  | ON_MLD_JCT |  | ON_SNW_JCT |  | circuit_id:281, owner:281, planning_rgn:None, num_of_circuits:None, current:None, line_segment_length_km:7, line_segment_length_mi:7, line_length_km:7, line_length_mi:7, voltage:7, reactance:24, smax:25, sum_ampacity:None, win_ampacity:None, sum_rating:None, win_rating:None, power_factor:None, win_capacity:23, starting_node_code:None, ending_node_name:281, ending_node_code:None, other_references:None, notes:None
422 | 11098 | C22J | ON | Ontario | HONI | 1 | ac | 12 | 7.407 | 102.4 | 63.21 | 230 | [6 empty] | 2.75 | 369 | 399 |  | ON_LEM_JCT |  | ON_LEM_DSS |  | circuit_id:281, owner:281, planning_rgn:None, num_of_circuits:None, current:None, line_segment_length_km:7, line_segment_length_mi:7, line_length_km:7, line_length_mi:7, voltage:7, reactance:24, smax:25, sum_ampacity:None, win_ampacity:None, sum_rating:None, win_rating:None, power_factor:None, win_capacity:23, starting_node_code:None, ending_node_name:281, ending_node_code:None, other_references:None, notes:None
423 | 11099 | C22J | ON | Ontario | HONI | 1 | ac | 47.9 | 29.568 | 102.4 | 63.21 | 230 | [6 empty] | 2.75 | 369 | 399 |  | ON_LEM_JCT |  | ON_CHT_SWS |  | circuit_id:281, owner:281, planning_rgn:None, num_of_circuits:None, current:None, line_segment_length_km:7, line_segment_length_mi:7, line_length_km:7, line_length_mi:7, voltage:7, reactance:24, smax:25, sum_ampacity:None, win_ampacity:None, sum_rating:None, win_rating:None, power_factor:None, win_capacity:23, starting_node_code:None, ending_node_name:281, ending_node_code:None, other_references:None, notes:None
424 | 11100 | C22J | ON | Ontario | HONI | 1 | ac | 4 | 2.469 | 102.4 | 63.21 | 230 | [6 empty] | 2.75 | 369 | 399 |  | ON_KEI_DSS |  | ON_MLD_JCT |  | circuit_id:281, owner:281, planning_rgn:None, num_of_circuits:None, current:None, line_segment_length_km:7, line_segment_length_mi:7, line_length_km:7, line_length_mi:7, voltage:7, reactance:24, smax:25, sum_ampacity:None, win_ampacity:None, sum_rating:None, win_rating:None, power_factor:None, win_capacity:23, starting_node_code:None, ending_node_name:281, ending_node_code:None, other_references:None, notes:None
425 | 11101 | C22J | ON | Ontario | HONI | 1 | ac | 0.1 | 0.062 | 102.4 | 63.21 | 230 | [6 empty] | 2.75 | 369 | 399 |  | ON_MLD_JCT |  | ON_MLD_DSS |  | circuit_id:281, owner:281, planning_rgn:None, num_of_circuits:None, current:None, line_segment_length_km:7, line_segment_length_mi:7, line_length_km:7, line_length_mi:7, voltage:7, reactance:24, smax:25, sum_ampacity:None, win_ampacity:None, sum_rating:None, win_rating:None, power_factor:None, win_capacity:23, starting_node_code:None, ending_node_name:281, ending_node_code:None, other_references:None, notes:None
426 | 11102 | C22J | ON | Ontario | HONI | 1 | ac | 21 | 12.963 | 102.4 | 63.21 | 230 | [6 empty] | 2.75 | 369 | 399 |  | ON_SNW_JCT |  | ON_LEM_JCT |  | circuit_id:281, owner:281, planning_rgn:None, num_of_circuits:None, current:None, line_segment_length_km:7, line_segment_length_mi:7, line_length_km:7, line_length_mi:7, voltage:7, reactance:24, smax:25, sum_ampacity:None, win_ampacity:None, sum_rating:None, win_rating:None, power_factor:None, win_capacity:23, starting_node_code:None, ending_node_name:281, ending_node_code:None, other_references:None, notes:None
427 | 11103 | C23Z | ON | Ontario | HONI | 1 | ac | 11 | 6.79 | 104 | 64.198 | 230 | [6 empty] | 2.72 | 365 | 395 |  | ON_CHT_SWS |  | ON_DIL_JCT |  | circuit_id:281, owner:281, planning_rgn:None, num_of_circuits:None, current:None, line_segment_length_km:7, line_segment_length_mi:7, line_length_km:7, line_length_mi:7, voltage:7, reactance:24, smax:25, sum_ampacity:None, win_ampacity:None, sum_rating:None, win_rating:None, power_factor:None, win_capacity:23, starting_node_code:None, ending_node_name:281, ending_node_code:None, other_references:None, notes:None
428 | 11104 | C23Z | ON | Ontario | HONI | 1 | ac | 2 | 1.235 | 104 | 64.198 | 230 | [6 empty] | 2.72 | 365 | 395 |  | ON_DIL_JCT |  | ON_DIL_GSS |  | circuit_id:281, owner:281, planning_rgn:None, num_of_circuits:None, current:None, line_segment_length_km:7, line_segment_length_mi:7, line_length_km:7, line_length_mi:7, voltage:7, reactance:24, smax:25, sum_ampacity:None, win_ampacity:None, sum_rating:None, win_rating:None, power_factor:None, win_capacity:23, starting_node_code:None, ending_node_name:281, ending_node_code:None, other_references:None, notes:None
429 | 11105 | C23Z | ON | Ontario | HONI | 1 | ac | 11 | 6.79 | 104 | 64.198 | 230 | [6 empty] | 2.72 | 365 | 395 |  | ON_DIL_JCT |  | ON_KEP_JCT |  | circuit_id:281, owner:281, planning_rgn:None, num_of_circuits:None, current:None, line_segment_length_km:7, line_segment_length_mi:7, line_length_km:7, line_length_mi:7, voltage:7, reactance:24, smax:25, sum_ampacity:None, win_ampacity:None, sum_rating:None, win_rating:None, power_factor:None, win_capacity:23, starting_node_code:None, ending_node_name:281, ending_node_code:None, other_references:None, notes:None
430 | 11106 | C23Z | ON | Ontario | HONI | 1 | ac | 14 | 8.642 | 104 | 64.198 | 230 | [6 empty] | 2.72 | 365 | 395 |  | ON_KEP_JCT |  | ON_PMA_GSS |  | circuit_id:281, owner:281, planning_rgn:None, num_of_circuits:None, current:None, line_segment_length_km:7, line_segment_length_mi:7, line_length_km:7, line_length_mi:7, voltage:7, reactance:24, smax:25, sum_ampacity:None, win_ampacity:None, sum_rating:None, win_rating:None, power_factor:None, win_capacity:23, starting_node_code:None, ending_node_name:281, ending_node_code:None, other_references:None, notes:None
431 | 11107 | C23Z | ON | Ontario | HONI | 1 | ac | 20 | 12.346 | 104 | 64.198 | 230 | [6 empty] | 2.72 | 365 | 395 |  | ON_KEP_JCT |  | ON_COM_JCT |  | circuit_id:281, owner:281, planning_rgn:None, num_of_circuits:None, current:None, line_segment_length_km:7, line_segment_length_mi:7, line_length_km:7, line_length_mi:7, voltage:7, reactance:24, smax:25, sum_ampacity:None, win_ampacity:None, sum_rating:None, win_rating:None, power_factor:None, win_capacity:23, starting_node_code:None, ending_node_name:281, ending_node_code:None, other_references:None, notes:None
432 | 11108 | C23Z | ON | Ontario | HONI | 1 | ac | 1 | 0.617 | 104 | 64.198 | 230 | [6 empty] | 2.72 | 365 | 395 |  | ON_COM_JCT |  | ON_COM_GSS |  | circuit_id:281, owner:281, planning_rgn:None, num_of_circuits:None, current:None, line_segment_length_km:7, line_segment_length_mi:7, line_length_km:7, line_length_mi:7, voltage:7, reactance:24, smax:25, sum_ampacity:None, win_ampacity:None, sum_rating:None, win_rating:None, power_factor:None, win_capacity:23, starting_node_code:None, ending_node_name:281, ending_node_code:None, other_references:None, notes:None
433 | 11109 | C23Z | ON | Ontario | HONI | 1 | ac | 7 | 4.321 | 104 | 64.198 | 230 | [6 empty] | 2.72 | 365 | 395 |  | ON_COM_JCT |  | ON_BLR_JCT |  | circuit_id:281, owner:281, planning_rgn:None, num_of_circuits:None, current:None, line_segment_length_km:7, line_segment_length_mi:7, line_length_km:7, line_length_mi:7, voltage:7, reactance:24, smax:25, sum_ampacity:None, win_ampacity:None, sum_rating:None, win_rating:None, power_factor:None, win_capacity:23, starting_node_code:None, ending_node_name:281, ending_node_code:None, other_references:None, notes:None
434 | 11110 | C23Z | ON | Ontario | HONI | 1 | ac | 6 | 3.704 | 104 | 64.198 | 230 | [6 empty] | 2.72 | 365 | 395 |  | ON_BL2_JCT |  | ON_BLR_GSS |  | circuit_id:281, owner:281, planning_rgn:None, num_of_circuits:None, current:None, line_segment_length_km:7, line_segment_length_mi:7, line_length_km:7, line_length_mi:7, voltage:7, reactance:24, smax:25, sum_ampacity:None, win_ampacity:None, sum_rating:None, win_rating:None, power_factor:None, win_capacity:23, starting_node_code:None, ending_node_name:281, ending_node_code:None, other_references:None, notes:None
435 | 11111 | C23Z | ON | Ontario | HONI | 1 | ac | 20 | 12.346 | 104 | 64.198 | 230 | [6 empty] | 2.72 | 365 | 395 |  | ON_BL2_JCT |  | ON_SNW_JCT |  | circuit_id:281, owner:281, planning_rgn:None, num_of_circuits:None, current:None, line_segment_length_km:7, line_segment_length_mi:7, line_length_km:7, line_length_mi:7, voltage:7, reactance:24, smax:25, sum_ampacity:None, win_ampacity:None, sum_rating:None, win_rating:None, power_factor:None, win_capacity:23, starting_node_code:None, ending_node_name:281, ending_node_code:None, other_references:None, notes:None
436 | 11112 | C23Z | ON | Ontario | HONI | 1 | ac | 12 | 7.407 | 104 | 64.198 | 230 | [6 empty] | 2.72 | 365 | 395 |  | ON_SNW_JCT |  | ON_LAU_DSS |  | circuit_id:281, owner:281, planning_rgn:None, num_of_circuits:None, current:None, line_segment_length_km:7, line_segment_length_mi:7, line_length_km:7, line_length_mi:7, voltage:7, reactance:24, smax:25, sum_ampacity:None, win_ampacity:None, sum_rating:None, win_rating:None, power_factor:None, win_capacity:23, starting_node_code:None, ending_node_name:281, ending_node_code:None, other_references:None, notes:None
437 | 11113 | C24Z | ON | Ontario | HONI | 1 | ac | 22 | 13.58 | 96 | 59.259 | 230 | [6 empty] | 2.87 | 385 | 416 |  | ON_CHT_SWS |  | ON_KEP_JCT |  | circuit_id:281, owner:281, planning_rgn:None, num_of_circuits:None, current:None, line_segment_length_km:7, line_segment_length_mi:7, line_length_km:7, line_length_mi:7, voltage:7, reactance:24, smax:25, sum_ampacity:None, win_ampacity:None, sum_rating:None, win_rating:None, power_factor:None, win_capacity:23, starting_node_code:None, ending_node_name:281, ending_node_code:None, other_references:None, notes:None
438 | 11114 | C24Z | ON | Ontario | HONI | 1 | ac | 14 | 8.642 | 96 | 59.259 | 230 | [6 empty] | 2.87 | 385 | 416 |  | ON_KEP_JCT |  | ON_PMA_GSS |  | circuit_id:281, owner:281, planning_rgn:None, num_of_circuits:None, current:None, line_segment_length_km:7, line_segment_length_mi:7, line_length_km:7, line_length_mi:7, voltage:7, reactance:24, smax:25, sum_ampacity:None, win_ampacity:None, sum_rating:None, win_rating:None, power_factor:None, win_capacity:23, starting_node_code:None, ending_node_name:281, ending_node_code:None, other_references:None, notes:None
439 | 11115 | C24Z | ON | Ontario | HONI | 1 | ac | 20 | 12.346 | 96 | 59.259 | 230 | [6 empty] | 2.87 | 385 | 416 |  | ON_KEP_JCT |  | ON_COM_JCT |  | circuit_id:281, owner:281, planning_rgn:None, num_of_circuits:None, current:None, line_segment_length_km:7, line_segment_length_mi:7, line_length_km:7, line_length_mi:7, voltage:7, reactance:24, smax:25, sum_ampacity:None, win_ampacity:None, sum_rating:None, win_rating:None, power_factor:None, win_capacity:23, starting_node_code:None, ending_node_name:281, ending_node_code:None, other_references:None, notes:None
440 | 11116 | C24Z | ON | Ontario | HONI | 1 | ac | 1 | 0.617 | 96 | 59.259 | 230 | [6 empty] | 2.87 | 385 | 416 |  | ON_COM_JCT |  | ON_COM_GSS |  | circuit_id:281, owner:281, planning_rgn:None, num_of_circuits:None, current:None, line_segment_length_km:7, line_segment_length_mi:7, line_length_km:7, line_length_mi:7, voltage:7, reactance:24, smax:25, sum_ampacity:None, win_ampacity:None, sum_rating:None, win_rating:None, power_factor:None, win_capacity:23, starting_node_code:None, ending_node_name:281, ending_node_code:None, other_references:None, notes:None
441 | 11117 | C24Z | ON | Ontario | HONI | 1 | ac | 27 | 16.667 | 96 | 59.259 | 230 | [6 empty] | 2.87 | 385 | 416 |  | ON_COM_JCT |  | ON_SNW_JCT |  | circuit_id:281, owner:281, planning_rgn:None, num_of_circuits:None, current:None, line_segment_length_km:7, line_segment_length_mi:7, line_length_km:7, line_length_mi:7, voltage:7, reactance:24, smax:25, sum_ampacity:None, win_ampacity:None, sum_rating:None, win_rating:None, power_factor:None, win_capacity:23, starting_node_code:None, ending_node_name:281, ending_node_code:None, other_references:None, notes:None
442 | 11118 | C24Z | ON | Ontario | HONI | 1 | ac | 12 | 7.407 | 96 | 59.259 | 230 | [6 empty] | 2.87 | 385 | 416 |  | ON_SNW_JCT |  | ON_LAU_DSS |  | circuit_id:281, owner:281, planning_rgn:None, num_of_circuits:None, current:None, line_segment_length_km:7, line_segment_length_mi:7, line_length_km:7, line_length_mi:7, voltage:7, reactance:24, smax:25, sum_ampacity:None, win_ampacity:None, sum_rating:None, win_rating:None, power_factor:None, win_capacity:23, starting_node_code:None, ending_node_name:281, ending_node_code:None, other_references:None, notes:None
443 | 11119 | C25H | ON | Ontario | HONI | 1 | ac | 175 | 108.025 | 175 | 108.025 | 230 | [6 empty] | 1.93 | 259 | 280 |  | ON_CHF_SWS |  | ON_HVL_DSS |  | circuit_id:281, owner:281, planning_rgn:None, num_of_circuits:None, current:None, line_segment_length_km:6, line_segment_length_mi:6, line_length_km:6, line_length_mi:6, voltage:6, reactance:24, smax:25, sum_ampacity:None, win_ampacity:None, sum_rating:None, win_rating:None, power_factor:None, win_capacity:23, starting_node_code:None, ending_node_name:281, ending_node_code:None, other_references:None, notes:None
444 | 11120 | C27P | ON | Ontario | HONI | 1 | ac | 75 | 46.296 | 223 | 137.654 | 230 | [6 empty] | 1.65 | 221 | 239 |  | ON_BNK_JCT |  | ON_DOB_DSS |  | circuit_id:281, owner:281, planning_rgn:None, num_of_circuits:None, current:None, line_segment_length_km:6, line_segment_length_mi:6, line_length_km:6, line_length_mi:6, voltage:6, reactance:24, smax:25, sum_ampacity:None, win_ampacity:None, sum_rating:None, win_rating:None, power_factor:None, win_capacity:23, starting_node_code:None, ending_node_name:281, ending_node_code:None, other_references:None, notes:None
445 | 11121 | C27P | ON | Ontario | HONI | 1 | ac | 4 | 2.469 | 223 | 137.654 | 230 | [6 empty] | 1.65 | 221 | 239 |  | ON_CHF_SWS |  | ON_GAL_JCT |  | circuit_id:281, owner:281, planning_rgn:None, num_of_circuits:None, current:None, line_segment_length_km:6, line_segment_length_mi:6, line_length_km:6, line_length_mi:6, voltage:6, reactance:24, smax:25, sum_ampacity:None, win_ampacity:None, sum_rating:None, win_rating:None, power_factor:None, win_capacity:23, starting_node_code:None, ending_node_name:281, ending_node_code:None, other_references:None, notes:None
446 | 11122 | C27P | ON | Ontario | HONI | 1 | ac | 9 | 5.556 | 223 | 137.654 | 230 | [6 empty] | 1.65 | 221 | 239 |  | ON_GAL_JCT |  | ON_ARN_GSS |  | circuit_id:281, owner:281, planning_rgn:None, num_of_circuits:None, current:None, line_segment_length_km:6, line_segment_length_mi:6, line_length_km:6, line_length_mi:6, voltage:6, reactance:24, smax:25, sum_ampacity:None, win_ampacity:None, sum_rating:None, win_rating:None, power_factor:None, win_capacity:23, starting_node_code:None, ending_node_name:281, ending_node_code:None, other_references:None, notes:None
447 | 11123 | C27P | ON | Ontario | HONI | 1 | ac | 135 | 83.333 | 223 | 137.654 | 230 | [6 empty] | 1.65 | 221 | 239 |  | ON_GAL_JCT |  | ON_BNK_JCT |  | circuit_id:281, owner:281, planning_rgn:None, num_of_circuits:None, current:None, line_segment_length_km:6, line_segment_length_mi:6, line_length_km:6, line_length_mi:6, voltage:6, reactance:24, smax:25, sum_ampacity:None, win_ampacity:None, sum_rating:None, win_rating:None, power_factor:None, win_capacity:23, starting_node_code:None, ending_node_name:281, ending_node_code:None, other_references:None, notes:None
448 | 11124 | C2A | ON | Ontario | HONI | 1 | ac | 0.1 | 0.062 | 1.1 | 0.679 | 115 | [6 empty] | 3 | 98 | 108 |  | ON_ALX_SWS |  | ON_ALX_GSS |  | circuit_id:281, owner:281, planning_rgn:None, num_of_circuits:None, current:None, line_segment_length_km:6, line_segment_length_mi:6, line_length_km:6, line_length_mi:6, voltage:6, reactance:24, smax:25, sum_ampacity:None, win_ampacity:None, sum_rating:None, win_rating:None, power_factor:None, win_capacity:23, starting_node_code:None, ending_node_name:281, ending_node_code:None, other_references:None, notes:None
449 | 11125 | C2A | ON | Ontario | HONI | 1 | ac | 1 | 0.617 | 1.1 | 0.679 | 115 | [6 empty] | 3 | 98 | 108 |  | ON_CAM_GSS |  | ON_ALX_SWS |  | circuit_id:281, owner:281, planning_rgn:None, num_of_circuits:None, current:None, line_segment_length_km:6, line_segment_length_mi:6, line_length_km:6, line_length_mi:6, voltage:6, reactance:24, smax:25, sum_ampacity:None, win_ampacity:None, sum_rating:None, win_rating:None, power_factor:None, win_capacity:23, starting_node_code:None, ending_node_name:281, ending_node_code:None, other_references:None, notes:None
450 | 11126 | C2L | ON | Ontario | HONI | 1 | ac | 11 | 6.79 | 24.2 | 14.938 | 230 | [6 empty] | 3 | 402 | 435 |  | ON_CHW_DSS |  | ON_ELM_JCT |  | circuit_id:281, owner:281, planning_rgn:None, num_of_circuits:None, current:None, line_segment_length_km:7, line_segment_length_mi:7, line_length_km:7, line_length_mi:7, voltage:7, reactance:24, smax:25, sum_ampacity:None, win_ampacity:None, sum_rating:None, win_rating:None, power_factor:None, win_capacity:23, starting_node_code:None, ending_node_name:281, ending_node_code:None, other_references:None, notes:None
451 | 11127 | C2L | ON | Ontario | HONI | 1 | ac | 0.1 | 0.062 | 24.2 | 14.938 | 230 | [6 empty] | 3 | 402 | 435 |  | ON_ELM_JCT |  | ON_ELM_DSS |  | circuit_id:281, owner:281, planning_rgn:None, num_of_circuits:None, current:None, line_segment_length_km:7, line_segment_length_mi:7, line_length_km:7, line_length_mi:7, voltage:7, reactance:24, smax:25, sum_ampacity:None, win_ampacity:None, sum_rating:None, win_rating:None, power_factor:None, win_capacity:23, starting_node_code:None, ending_node_name:281, ending_node_code:None, other_references:None, notes:None
452 | 11128 | C2L | ON | Ontario | HONI | 1 | ac | 5 | 3.086 | 24.2 | 14.938 | 230 | [6 empty] | 3 | 402 | 435 |  | ON_ELM_JCT |  | ON_SCB_JCT |  | circuit_id:281, owner:281, planning_rgn:None, num_of_circuits:None, current:None, line_segment_length_km:7, line_segment_length_mi:7, line_length_km:7, line_length_mi:7, voltage:7, reactance:24, smax:25, sum_ampacity:None, win_ampacity:None, sum_rating:None, win_rating:None, power_factor:None, win_capacity:23, starting_node_code:None, ending_node_name:281, ending_node_code:None, other_references:None, notes:None
453 | 11129 | C2L | ON | Ontario | HONI | 1 | ac | 0.1 | 0.062 | 24.2 | 14.938 | 230 | [6 empty] | 3 | 402 | 435 |  | ON_SCB_JCT |  | ON_SCB_DSS |  | circuit_id:281, owner:281, planning_rgn:None, num_of_circuits:None, current:None, line_segment_length_km:7, line_segment_length_mi:7, line_length_km:7, line_length_mi:7, voltage:7, reactance:24, smax:25, sum_ampacity:None, win_ampacity:None, sum_rating:None, win_rating:None, power_factor:None, win_capacity:23, starting_node_code:None, ending_node_name:281, ending_node_code:None, other_references:None, notes:None
454 | 11130 | C2L | ON | Ontario | HONI | 1 | ac | 8 | 4.938 | 24.2 | 14.938 | 230 | [6 empty] | 3 | 402 | 435 |  | ON_SCB_JCT |  | ON_LES_DSS |  | circuit_id:281, owner:281, planning_rgn:None, num_of_circuits:None, current:None, line_segment_length_km:7, line_segment_length_mi:7, line_length_km:7, line_length_mi:7, voltage:7, reactance:24, smax:25, sum_ampacity:None, win_ampacity:None, sum_rating:None, win_rating:None, power_factor:None, win_capacity:23, starting_node_code:None, ending_node_name:281, ending_node_code:None, other_references:None, notes:None
455 | 11131 | C2P | ON | Ontario | HONI | 1 | ac | 1 | 0.617 | 15 | 9.259 | 115 | [6 empty] | 3 | 98 | 108 |  | ON_CRL_DSS |  | ON_TUN_JCT |  | circuit_id:281, owner:281, planning_rgn:None, num_of_circuits:None, current:None, line_segment_length_km:7, line_segment_length_mi:7, line_length_km:7, line_length_mi:7, voltage:7, reactance:24, smax:25, sum_ampacity:None, win_ampacity:None, sum_rating:None, win_rating:None, power_factor:None, win_capacity:23, starting_node_code:None, ending_node_name:281, ending_node_code:None, other_references:None, notes:None
456 | 11132 | C2P | ON | Ontario | HONI | 1 | ac | 1 | 0.617 | 15 | 9.259 | 115 | [6 empty] | 3 | 98 | 108 |  | ON_TUN_JCT |  | ON_PNB_ISS |  | circuit_id:281, owner:281, planning_rgn:None, num_of_circuits:None, current:None, line_segment_length_km:7, line_segment_length_mi:7, line_length_km:7, line_length_mi:7, voltage:7, reactance:24, smax:25, sum_ampacity:None, win_ampacity:None, sum_rating:None, win_rating:None, power_factor:None, win_capacity:23, starting_node_code:None, ending_node_name:281, ending_node_code:None, other_references:None, notes:None
457 | 11133 | C2P | ON | Ontario | HONI | 1 | ac | 1 | 0.617 | 15 | 9.259 | 115 | [6 empty] | 3 | 98 | 108 |  | ON_TUN_JCT |  | ON_JBL_JCT |  | circuit_id:281, owner:281, planning_rgn:None, num_of_circuits:None, current:None, line_segment_length_km:7, line_segment_length_mi:7, line_length_km:7, line_length_mi:7, voltage:7, reactance:24, smax:25, sum_ampacity:None, win_ampacity:None, sum_rating:None, win_rating:None, power_factor:None, win_capacity:23, starting_node_code:None, ending_node_name:281, ending_node_code:None, other_references:None, notes:None
458 | 11134 | C2P | ON | Ontario | HONI | 1 | ac | 2 | 1.235 | 15 | 9.259 | 115 | [6 empty] | 3 | 98 | 108 |  | ON_JBL_JCT |  | ON_JBL_SWS |  | circuit_id:281, owner:281, planning_rgn:None, num_of_circuits:None, current:None, line_segment_length_km:7, line_segment_length_mi:7, line_length_km:7, line_length_mi:7, voltage:7, reactance:24, smax:25, sum_ampacity:None, win_ampacity:None, sum_rating:None, win_rating:None, power_factor:None, win_capacity:23, starting_node_code:None, ending_node_name:281, ending_node_code:None, other_references:None, notes:None
459 | 11135 | C2P | ON | Ontario | HONI | 1 | ac | 8 | 4.938 | 15 | 9.259 | 115 | [6 empty] | 3 | 98 | 108 |  | ON_JBL_JCT |  | ON_VLI_JCT |  | circuit_id:281, owner:281, planning_rgn:None, num_of_circuits:None, current:None, line_segment_length_km:7, line_segment_length_mi:7, line_length_km:7, line_length_mi:7, voltage:7, reactance:24, smax:25, sum_ampacity:None, win_ampacity:None, sum_rating:None, win_rating:None, power_factor:None, win_capacity:23, starting_node_code:None, ending_node_name:281, ending_node_code:None, other_references:None, notes:None
460 | 11136 | C2P | ON | Ontario | HONI | 1 | ac | 1 | 0.617 | 15 | 9.259 | 115 | [6 empty] | 3 | 98 | 108 |  | ON_VLI_JCT |  | ON_PTC_DSS |  | circuit_id:281, owner:281, planning_rgn:None, num_of_circuits:None, current:None, line_segment_length_km:7, line_segment_length_mi:7, line_length_km:7, line_length_mi:7, voltage:7, reactance:24, smax:25, sum_ampacity:None, win_ampacity:None, sum_rating:None, win_rating:None, power_factor:None, win_capacity:23, starting_node_code:None, ending_node_name:281, ending_node_code:None, other_references:None, notes:None
461 | 11137 | C2P | ON | Ontario | HONI | 1 | ac | 1 | 0.617 | 15 | 9.259 | 115 | [6 empty] | 3 | 98 | 108 |  | ON_VLI_JCT |  | ON_VLP_ISS |  | circuit_id:281, owner:281, planning_rgn:None, num_of_circuits:None, current:None, line_segment_length_km:7, line_segment_length_mi:7, line_length_km:7, line_length_mi:7, voltage:7, reactance:24, smax:25, sum_ampacity:None, win_ampacity:None, sum_rating:None, win_rating:None, power_factor:None, win_capacity:23, starting_node_code:None, ending_node_name:281, ending_node_code:None, other_references:None, notes:None
462 | 11138 | C31 | ON | Ontario | HONI | 1 | ac | 0.1 | 0.062 | 5.1 | 3.148 | 230 | [6 empty] | 3 | 402 | 435 |  | ON_SKW_JCT |  | ON_SKW_GSS |  | circuit_id:281, owner:281, planning_rgn:None, num_of_circuits:None, current:None, line_segment_length_km:6, line_segment_length_mi:6, line_length_km:6, line_length_mi:6, voltage:6, reactance:24, smax:25, sum_ampacity:None, win_ampacity:None, sum_rating:None, win_rating:None, power_factor:None, win_capacity:23, starting_node_code:None, ending_node_name:281, ending_node_code:None, other_references:None, notes:None
463 | 11139 | C31 | ON | Ontario | HONI | 1 | ac | 5 | 3.086 | 5.1 | 3.148 | 230 | [6 empty] | 3 | 402 | 435 |  | ON_CHT_SWS |  | ON_SKW_JCT |  | circuit_id:281, owner:281, planning_rgn:None, num_of_circuits:None, current:None, line_segment_length_km:6, line_segment_length_mi:6, line_length_km:6, line_length_mi:6, voltage:6, reactance:24, smax:25, sum_ampacity:None, win_ampacity:None, sum_rating:None, win_rating:None, power_factor:None, win_capacity:23, starting_node_code:None, ending_node_name:281, ending_node_code:None, other_references:None, notes:None
464 | 11140 | C35P | ON | Ontario | HONI | 1 | ac | 11 | 6.79 | 17.7 | 10.926 | 230 | [6 empty] | 3 | 402 | 435 |  | ON_CHW_DSS |  | ON_MJ2_JCT |  | circuit_id:281, owner:281, planning_rgn:None, num_of_circuits:None, current:None, line_segment_length_km:7, line_segment_length_mi:7, line_length_km:7, line_length_mi:7, voltage:7, reactance:24, smax:25, sum_ampacity:None, win_ampacity:None, sum_rating:None, win_rating:None, power_factor:None, win_capacity:23, starting_node_code:None, ending_node_name:281, ending_node_code:None, other_references:None, notes:None
465 | 11141 | C35P | ON | Ontario | HONI | 1 | ac | 0.1 | 0.062 | 17.7 | 10.926 | 230 | [6 empty] | 3 | 402 | 435 |  | ON_MJ2_JCT |  | ON_MM2_DSS |  | circuit_id:281, owner:281, planning_rgn:None, num_of_circuits:None, current:None, line_segment_length_km:7, line_segment_length_mi:7, line_length_km:7, line_length_mi:7, voltage:7, reactance:24, smax:25, sum_ampacity:None, win_ampacity:None, sum_rating:None, win_rating:None, power_factor:None, win_capacity:23, starting_node_code:None, ending_node_name:281, ending_node_code:None, other_references:None, notes:None
466 | 11142 | C35P | ON | Ontario | HONI | 1 | ac | 4 | 2.469 | 17.7 | 10.926 | 230 | [6 empty] | 3 | 402 | 435 |  | ON_MJ2_JCT |  | ON_MJ3_JCT |  | circuit_id:281, owner:281, planning_rgn:None, num_of_circuits:None, current:None, line_segment_length_km:7, line_segment_length_mi:7, line_length_km:7, line_length_mi:7, voltage:7, reactance:24, smax:25, sum_ampacity:None, win_ampacity:None, sum_rating:None, win_rating:None, power_factor:None, win_capacity:23, starting_node_code:None, ending_node_name:281, ending_node_code:None, other_references:None, notes:None
467 | 11143 | C35P | ON | Ontario | HONI | 1 | ac | 0.1 | 0.062 | 17.7 | 10.926 | 230 | [6 empty] | 3 | 402 | 435 |  | ON_MJ3_JCT |  | ON_MM3_DSS |  | circuit_id:281, owner:281, planning_rgn:None, num_of_circuits:None, current:None, line_segment_length_km:7, line_segment_length_mi:7, line_length_km:7, line_length_mi:7, voltage:7, reactance:24, smax:25, sum_ampacity:None, win_ampacity:None, sum_rating:None, win_rating:None, power_factor:None, win_capacity:23, starting_node_code:None, ending_node_name:281, ending_node_code:None, other_references:None, notes:None
468 | 11144 | C35P | ON | Ontario | HONI | 1 | ac | 2.5 | 1.543 | 17.7 | 10.926 | 230 | [6 empty] | 3 | 402 | 435 |  | ON_MJ3_JCT |  | ON_PKW_TSS |  | circuit_id:281, owner:281, planning_rgn:None, num_of_circuits:None, current:None, line_segment_length_km:7, line_segment_length_mi:7, line_length_km:7, line_length_mi:7, voltage:7, reactance:24, smax:25, sum_ampacity:None, win_ampacity:None, sum_rating:None, win_rating:None, power_factor:None, win_capacity:23, starting_node_code:None, ending_node_name:281, ending_node_code:None, other_references:None, notes:None
469 | 11145 | C36P | ON | Ontario | HONI | 1 | ac | 11 | 6.79 | 17.7 | 10.926 | 230 | [6 empty] | 3 | 402 | 435 |  | ON_CHW_DSS |  | ON_MJ2_JCT |  | circuit_id:281, owner:281, planning_rgn:None, num_of_circuits:None, current:None, line_segment_length_km:7, line_segment_length_mi:7, line_length_km:7, line_length_mi:7, voltage:7, reactance:24, smax:25, sum_ampacity:None, win_ampacity:None, sum_rating:None, win_rating:None, power_factor:None, win_capacity:23, starting_node_code:None, ending_node_name:281, ending_node_code:None, other_references:None, notes:None
470 | 11146 | C36P | ON | Ontario | HONI | 1 | ac | 0.1 | 0.062 | 17.7 | 10.926 | 230 | [6 empty] | 3 | 402 | 435 |  | ON_MJ2_JCT |  | ON_MM2_DSS |  | circuit_id:281, owner:281, planning_rgn:None, num_of_circuits:None, current:None, line_segment_length_km:7, line_segment_length_mi:7, line_length_km:7, line_length_mi:7, voltage:7, reactance:24, smax:25, sum_ampacity:None, win_ampacity:None, sum_rating:None, win_rating:None, power_factor:None, win_capacity:23, starting_node_code:None, ending_node_name:281, ending_node_code:None, other_references:None, notes:None
471 | 11147 | C36P | ON | Ontario | HONI | 1 | ac | 4 | 2.469 | 17.7 | 10.926 | 230 | [6 empty] | 3 | 402 | 435 |  | ON_MJ2_JCT |  | ON_MJ3_JCT |  | circuit_id:281, owner:281, planning_rgn:None, num_of_circuits:None, current:None, line_segment_length_km:7, line_segment_length_mi:7, line_length_km:7, line_length_mi:7, voltage:7, reactance:24, smax:25, sum_ampacity:None, win_ampacity:None, sum_rating:None, win_rating:None, power_factor:None, win_capacity:23, starting_node_code:None, ending_node_name:281, ending_node_code:None, other_references:None, notes:None
472 | 11148 | C36P | ON | Ontario | HONI | 1 | ac | 0.1 | 0.062 | 17.7 | 10.926 | 230 | [6 empty] | 3 | 402 | 435 |  | ON_MJ3_JCT |  | ON_MM3_DSS |  | circuit_id:281, owner:281, planning_rgn:None, num_of_circuits:None, current:None, line_segment_length_km:7, line_segment_length_mi:7, line_length_km:7, line_length_mi:7, voltage:7, reactance:24, smax:25, sum_ampacity:None, win_ampacity:None, sum_rating:None, win_rating:None, power_factor:None, win_capacity:23, starting_node_code:None, ending_node_name:281, ending_node_code:None, other_references:None, notes:None
473 | 11149 | C36P | ON | Ontario | HONI | 1 | ac | 2.5 | 1.543 | 17.7 | 10.926 | 230 | [6 empty] | 3 | 402 | 435 |  | ON_MJ3_JCT |  | ON_PKW_TSS |  | circuit_id:281, owner:281, planning_rgn:None, num_of_circuits:None, current:None, line_segment_length_km:7, line_segment_length_mi:7, line_length_km:7, line_length_mi:7, voltage:7, reactance:24, smax:25, sum_ampacity:None, win_ampacity:None, sum_rating:None, win_rating:None, power_factor:None, win_capacity:23, starting_node_code:None, ending_node_name:281, ending_node_code:None, other_references:None, notes:None
474 | 11150 | C3A | ON | Ontario | HONI | 1 | ac | 0.1 | 0.062 | 1.1 | 0.679 | 115 | [6 empty] | 3 | 98 | 108 |  | ON_ALX_SWS |  | ON_ALX_GSS |  | circuit_id:281, owner:281, planning_rgn:None, num_of_circuits:None, current:None, line_segment_length_km:6, line_segment_length_mi:6, line_length_km:6, line_length_mi:6, voltage:6, reactance:24, smax:25, sum_ampacity:None, win_ampacity:None, sum_rating:None, win_rating:None, power_factor:None, win_capacity:23, starting_node_code:None, ending_node_name:281, ending_node_code:None, other_references:None, notes:None
475 | 11151 | C3A | ON | Ontario | HONI | 1 | ac | 1 | 0.617 | 1.1 | 0.679 | 115 | [6 empty] | 3 | 98 | 108 |  | ON_CAM_GSS |  | ON_ALX_SWS |  | circuit_id:281, owner:281, planning_rgn:None, num_of_circuits:None, current:None, line_segment_length_km:6, line_segment_length_mi:6, line_length_km:6, line_length_mi:6, voltage:6, reactance:24, smax:25, sum_ampacity:None, win_ampacity:None, sum_rating:None, win_rating:None, power_factor:None, win_capacity:23, starting_node_code:None, ending_node_name:281, ending_node_code:None, other_references:None, notes:None
476 | 11152 | C3L | ON | Ontario | HONI | 1 | ac | 11 | 6.79 | 24.2 | 14.938 | 230 | [6 empty] | 3 | 402 | 435 |  | ON_CHW_DSS |  | ON_ELM_JCT |  | circuit_id:281, owner:281, planning_rgn:None, num_of_circuits:None, current:None, line_segment_length_km:7, line_segment_length_mi:7, line_length_km:7, line_length_mi:7, voltage:7, reactance:24, smax:25, sum_ampacity:None, win_ampacity:None, sum_rating:None, win_rating:None, power_factor:None, win_capacity:23, starting_node_code:None, ending_node_name:281, ending_node_code:None, other_references:None, notes:None
477 | 11153 | C3L | ON | Ontario | HONI | 1 | ac | 0.1 | 0.062 | 24.2 | 14.938 | 230 | [6 empty] | 3 | 402 | 435 |  | ON_ELM_JCT |  | ON_ELM_DSS |  | circuit_id:281, owner:281, planning_rgn:None, num_of_circuits:None, current:None, line_segment_length_km:7, line_segment_length_mi:7, line_length_km:7, line_length_mi:7, voltage:7, reactance:24, smax:25, sum_ampacity:None, win_ampacity:None, sum_rating:None, win_rating:None, power_factor:None, win_capacity:23, starting_node_code:None, ending_node_name:281, ending_node_code:None, other_references:None, notes:None
478 | 11154 | C3L | ON | Ontario | HONI | 1 | ac | 5 | 3.086 | 24.2 | 14.938 | 230 | [6 empty] | 3 | 402 | 435 |  | ON_ELM_JCT |  | ON_SCB_JCT |  | circuit_id:281, owner:281, planning_rgn:None, num_of_circuits:None, current:None, line_segment_length_km:7, line_segment_length_mi:7, line_length_km:7, line_length_mi:7, voltage:7, reactance:24, smax:25, sum_ampacity:None, win_ampacity:None, sum_rating:None, win_rating:None, power_factor:None, win_capacity:23, starting_node_code:None, ending_node_name:281, ending_node_code:None, other_references:None, notes:None
479 | 11155 | C3L | ON | Ontario | HONI | 1 | ac | 0.1 | 0.062 | 24.2 | 14.938 | 230 | [6 empty] | 3 | 402 | 435 |  | ON_SCB_JCT |  | ON_SCB_DSS |  | circuit_id:281, owner:281, planning_rgn:None, num_of_circuits:None, current:None, line_segment_length_km:7, line_segment_length_mi:7, line_length_km:7, line_length_mi:7, voltage:7, reactance:24, smax:25, sum_ampacity:None, win_ampacity:None, sum_rating:None, win_rating:None, power_factor:None, win_capacity:23, starting_node_code:None, ending_node_name:281, ending_node_code:None, other_references:None, notes:None
480 | 11156 | C3L | ON | Ontario | HONI | 1 | ac | 8 | 4.938 | 24.2 | 14.938 | 230 | [6 empty] | 3 | 402 | 435 |  | ON_SCB_JCT |  | ON_LES_DSS |  | circuit_id:281, owner:281, planning_rgn:None, num_of_circuits:None, current:None, line_segment_length_km:7, line_segment_length_mi:7, line_length_km:7, line_length_mi:7, voltage:7, reactance:24, smax:25, sum_ampacity:None, win_ampacity:None, sum_rating:None, win_rating:None, power_factor:None, win_capacity:23, starting_node_code:None, ending_node_name:281, ending_node_code:None, other_references:None, notes:None
481 | 11157 | C3S | ON | Ontario | HONI | 1 | ac | 30 | 18.519 | 31 | 19.136 | 230 | [6 empty] | 3 | 402 | 435 |  | ON_CHF_SWS |  | ON_SOM_DSS |  | circuit_id:281, owner:281, planning_rgn:None, num_of_circuits:None, current:None, line_segment_length_km:6, line_segment_length_mi:6, line_length_km:6, line_length_mi:6, voltage:6, reactance:24, smax:25, sum_ampacity:None, win_ampacity:None, sum_rating:None, win_rating:None, power_factor:None, win_capacity:23, starting_node_code:None, ending_node_name:281, ending_node_code:None, other_references:None, notes:None
482 | 11158 | C3S | ON | Ontario | HONI | 1 | ac | 1 | 0.617 | 31 | 19.136 | 230 | [6 empty] | 3 | 402 | 435 |  | ON_SOM_DSS |  | ON_KAN_DSS |  | circuit_id:281, owner:281, planning_rgn:None, num_of_circuits:None, current:None, line_segment_length_km:6, line_segment_length_mi:6, line_length_km:6, line_length_mi:6, voltage:6, reactance:24, smax:25, sum_ampacity:None, win_ampacity:None, sum_rating:None, win_rating:None, power_factor:None, win_capacity:23, starting_node_code:None, ending_node_name:281, ending_node_code:None, other_references:None, notes:None
483 | 11159 | C4R | ON | Ontario | HONI | 1 | ac | 9 | 5.556 | 41.2 | 25.432 | 230 | [6 empty] | 3 | 402 | 435 |  | ON_CHW_DSS |  | ON_MLV_DSS |  | circuit_id:281, owner:281, planning_rgn:None, num_of_circuits:None, current:None, line_segment_length_km:7, line_segment_length_mi:7, line_length_km:7, line_length_mi:7, voltage:7, reactance:24, smax:25, sum_ampacity:None, win_ampacity:None, sum_rating:None, win_rating:None, power_factor:None, win_capacity:23, starting_node_code:None, ending_node_name:281, ending_node_code:None, other_references:None, notes:None
484 | 11160 | C4R | ON | Ontario | HONI | 1 | ac | 5 | 3.086 | 41.2 | 25.432 | 230 | [6 empty] | 3 | 402 | 435 |  | ON_MLV_DSS |  | ON_AGN_JCT |  | circuit_id:281, owner:281, planning_rgn:None, num_of_circuits:None, current:None, line_segment_length_km:7, line_segment_length_mi:7, line_length_km:7, line_length_mi:7, voltage:7, reactance:24, smax:25, sum_ampacity:None, win_ampacity:None, sum_rating:None, win_rating:None, power_factor:None, win_capacity:23, starting_node_code:None, ending_node_name:281, ending_node_code:None, other_references:None, notes:None
485 | 11161 | C4R | ON | Ontario | HONI | 1 | ac | 0.1 | 0.062 | 41.2 | 25.432 | 230 | [6 empty] | 3 | 402 | 435 |  | ON_AGN_JCT |  | ON_AGN_DSS |  | circuit_id:281, owner:281, planning_rgn:None, num_of_circuits:None, current:None, line_segment_length_km:7, line_segment_length_mi:7, line_length_km:7, line_length_mi:7, voltage:7, reactance:24, smax:25, sum_ampacity:None, win_ampacity:None, sum_rating:None, win_rating:None, power_factor:None, win_capacity:23, starting_node_code:None, ending_node_name:281, ending_node_code:None, other_references:None, notes:None
486 | 11162 | C4R | ON | Ontario | HONI | 1 | ac | 5.5 | 3.395 | 41.2 | 25.432 | 230 | [6 empty] | 3 | 402 | 435 |  | ON_AGN_JCT |  | ON_LSL_DSS |  | circuit_id:281, owner:281, planning_rgn:None, num_of_circuits:None, current:None, line_segment_length_km:7, line_segment_length_mi:7, line_length_km:7, line_length_mi:7, voltage:7, reactance:24, smax:25, sum_ampacity:None, win_ampacity:None, sum_rating:None, win_rating:None, power_factor:None, win_capacity:23, starting_node_code:None, ending_node_name:281, ending_node_code:None, other_references:None, notes:None
487 | 11163 | C4R | ON | Ontario | HONI | 1 | ac | 13.5 | 8.333 | 41.2 | 25.432 | 230 | [6 empty] | 3 | 402 | 435 |  | ON_LSL_DSS |  | ON_FIN_JCT |  | circuit_id:281, owner:281, planning_rgn:None, num_of_circuits:None, current:None, line_segment_length_km:7, line_segment_length_mi:7, line_length_km:7, line_length_mi:7, voltage:7, reactance:24, smax:25, sum_ampacity:None, win_ampacity:None, sum_rating:None, win_rating:None, power_factor:None, win_capacity:23, starting_node_code:None, ending_node_name:281, ending_node_code:None, other_references:None, notes:None
488 | 11164 | C4R | ON | Ontario | HONI | 1 | ac | 0.1 | 0.062 | 41.2 | 25.432 | 230 | [6 empty] | 3 | 402 | 435 |  | ON_FIN_JCT |  | ON_FIN_DSS |  | circuit_id:281, owner:281, planning_rgn:None, num_of_circuits:None, current:None, line_segment_length_km:7, line_segment_length_mi:7, line_length_km:7, line_length_mi:7, voltage:7, reactance:24, smax:25, sum_ampacity:None, win_ampacity:None, sum_rating:None, win_rating:None, power_factor:None, win_capacity:23, starting_node_code:None, ending_node_name:281, ending_node_code:None, other_references:None, notes:None
489 | 11165 | C4R | ON | Ontario | HONI | 1 | ac | 8 | 4.938 | 41.2 | 25.432 | 230 | [6 empty] | 3 | 402 | 435 |  | ON_FIN_JCT |  | ON_RCV_DSS |  | circuit_id:281, owner:281, planning_rgn:None, num_of_circuits:None, current:None, line_segment_length_km:7, line_segment_length_mi:7, line_length_km:7, line_length_mi:7, voltage:7, reactance:24, smax:25, sum_ampacity:None, win_ampacity:None, sum_rating:None, win_rating:None, power_factor:None, win_capacity:23, starting_node_code:None, ending_node_name:281, ending_node_code:None, other_references:None, notes:None
490 | 11166 | C550VP | ON | Ontario | HONI | 1 | ac | 17.5 | 10.802 | 42.6 | 26.296 | 500 | [6 empty] | 3 | 2550 | 3225 |  | ON_CHW_DSS |  | ON_PKW_JCT |  | circuit_id:281, owner:281, planning_rgn:None, num_of_circuits:None, current:None, line_segment_length_km:7, line_segment_length_mi:7, line_length_km:7, line_length_mi:7, voltage:7, reactance:24, smax:25, sum_ampacity:None, win_ampacity:None, sum_rating:None, win_rating:None, power_factor:None, win_capacity:23, starting_node_code:None, ending_node_name:281, ending_node_code:None, other_references:None, notes:None
491 | 11167 | C550VP | ON | Ontario | HONI | 1 | ac | 25 | 15.432 | 42.6 | 26.296 | 500 | [6 empty] | 3 | 2550 | 3225 |  | ON_PKW_JCT |  | ON_CLV_TSS |  | circuit_id:281, owner:281, planning_rgn:None, num_of_circuits:None, current:None, line_segment_length_km:7, line_segment_length_mi:7, line_length_km:7, line_length_mi:7, voltage:7, reactance:24, smax:25, sum_ampacity:None, win_ampacity:None, sum_rating:None, win_rating:None, power_factor:None, win_capacity:23, starting_node_code:None, ending_node_name:281, ending_node_code:None, other_references:None, notes:None
492 | 11168 | C550VP | ON | Ontario | HONI | 1 | ac | 0.1 | 0.062 | 42.6 | 26.296 | 500 | [6 empty] | 3 | 2550 | 3225 |  | ON_PKW_JCT |  | ON_PKW_TSS |  | circuit_id:281, owner:281, planning_rgn:None, num_of_circuits:None, current:None, line_segment_length_km:7, line_segment_length_mi:7, line_length_km:7, line_length_mi:7, voltage:7, reactance:24, smax:25, sum_ampacity:None, win_ampacity:None, sum_rating:None, win_rating:None, power_factor:None, win_capacity:23, starting_node_code:None, ending_node_name:281, ending_node_code:None, other_references:None, notes:None
493 | 11169 | C551V | ON | Ontario | HONI | 1 | ac | 42.5 | 26.235 | 42.5 | 26.235 | 500 | [6 empty] | 3 | 2550 | 3225 |  | ON_CHW_DSS |  | ON_CLV_TSS |  | circuit_id:281, owner:281, planning_rgn:None, num_of_circuits:None, current:None, line_segment_length_km:7, line_segment_length_mi:7, line_length_km:7, line_length_mi:7, voltage:7, reactance:24, smax:25, sum_ampacity:None, win_ampacity:None, sum_rating:None, win_rating:None, power_factor:None, win_capacity:23, starting_node_code:None, ending_node_name:281, ending_node_code:None, other_references:None, notes:None
494 | 11170 | C552V | ON | Ontario | HONI | 1 | ac | 42.5 | 26.235 | 42.5 | 26.235 | 500 | [6 empty] | 3 | 2550 | 3225 |  | ON_CHW_DSS |  | ON_CLV_TSS |  | circuit_id:281, owner:281, planning_rgn:None, num_of_circuits:None, current:None, line_segment_length_km:7, line_segment_length_mi:7, line_length_km:7, line_length_mi:7, voltage:7, reactance:24, smax:25, sum_ampacity:None, win_ampacity:None, sum_rating:None, win_rating:None, power_factor:None, win_capacity:23, starting_node_code:None, ending_node_name:281, ending_node_code:None, other_references:None, notes:None
495 | 11171 | C553VP | ON | Ontario | HONI | 1 | ac | 17.5 | 10.802 | 42.6 | 26.296 | 500 | [6 empty] | 3 | 2550 | 3225 |  | ON_CHW_DSS |  | ON_PKW_JCT |  | circuit_id:281, owner:281, planning_rgn:None, num_of_circuits:None, current:None, line_segment_length_km:7, line_segment_length_mi:7, line_length_km:7, line_length_mi:7, voltage:7, reactance:24, smax:25, sum_ampacity:None, win_ampacity:None, sum_rating:None, win_rating:None, power_factor:None, win_capacity:23, starting_node_code:None, ending_node_name:281, ending_node_code:None, other_references:None, notes:None
496 | 11172 | C553VP | ON | Ontario | HONI | 1 | ac | 25 | 15.432 | 42.6 | 26.296 | 500 | [6 empty] | 3 | 2550 | 3225 |  | ON_PKW_JCT |  | ON_CLV_TSS |  | circuit_id:281, owner:281, planning_rgn:None, num_of_circuits:None, current:None, line_segment_length_km:7, line_segment_length_mi:7, line_length_km:7, line_length_mi:7, voltage:7, reactance:24, smax:25, sum_ampacity:None, win_ampacity:None, sum_rating:None, win_rating:None, power_factor:None, win_capacity:23, starting_node_code:None, ending_node_name:281, ending_node_code:None, other_references:None, notes:None
497 | 11173 | C553VP | ON | Ontario | HONI | 1 | ac | 0.1 | 0.062 | 42.6 | 26.296 | 500 | [6 empty] | 3 | 2550 | 3225 |  | ON_PKW_JCT |  | ON_PKW_TSS |  | circuit_id:281, owner:281, planning_rgn:None, num_of_circuits:None, current:None, line_segment_length_km:7, line_segment_length_mi:7, line_length_km:7, line_length_mi:7, voltage:7, reactance:24, smax:25, sum_ampacity:None, win_ampacity:None, sum_rating:None, win_rating:None, power_factor:None, win_capacity:23, starting_node_code:None, ending_node_name:281, ending_node_code:None, other_references:None, notes:None
498 | 11174 | C5E | ON | Ontario | HONI | 1 | ac | 1 | 0.617 | 5 | 3.086 | 115 | [6 empty] | 3 | 98 | 108 |  | ON_CEC_DSS |  | ON_MHA_DSS |  | circuit_id:281, owner:281, planning_rgn:None, num_of_circuits:None, current:None, line_segment_length_km:7, line_segment_length_mi:7, line_length_km:7, line_length_mi:7, voltage:7, reactance:24, smax:25, sum_ampacity:None, win_ampacity:None, sum_rating:None, win_rating:None, power_factor:None, win_capacity:23, starting_node_code:None, ending_node_name:281, ending_node_code:None, other_references:None, notes:None
499 | 11175 | C5E | ON | Ontario | HONI | 1 | ac | 0.4 | 0.247 | 5 | 3.086 | 115 | [6 empty] | 3 | 98 | 108 |  | ON_MHA_DSS |  | ON_TER_DSS |  | circuit_id:281, owner:281, planning_rgn:None, num_of_circuits:None, current:None, line_segment_length_km:7, line_segment_length_mi:7, line_length_km:7, line_length_mi:7, voltage:7, reactance:24, smax:25, sum_ampacity:None, win_ampacity:None, sum_rating:None, win_rating:None, power_factor:None, win_capacity:23, starting_node_code:None, ending_node_name:281, ending_node_code:None, other_references:None, notes:None
500 | 11176 | C5E | ON | Ontario | HONI | 1 | ac | 3.6 | 2.222 | 5 | 3.086 | 115 | [6 empty] | 3 | 98 | 108 |  | ON_TER_DSS |  | ON_EPL_DSS |  | circuit_id:281, owner:281, planning_rgn:None, num_of_circuits:None, current:None, line_segment_length_km:7, line_segment_length_mi:7, line_length_km:7, line_length_mi:7, voltage:7, reactance:24, smax:25, sum_ampacity:None, win_ampacity:None, sum_rating:None, win_rating:None, power_factor:None, win_capacity:23, starting_node_code:None, ending_node_name:281, ending_node_code:None, other_references:None, notes:None
501 | 11177 | C5R | ON | Ontario | HONI | 1 | ac | 8 | 4.938 | 35 | 21.605 | 230 | [6 empty] | 3 | 402 | 435 |  | ON_CHW_DSS |  | ON_MLV_DSS |  | circuit_id:281, owner:281, planning_rgn:None, num_of_circuits:None, current:None, line_segment_length_km:7, line_segment_length_mi:7, line_length_km:7, line_length_mi:7, voltage:7, reactance:24, smax:25, sum_ampacity:None, win_ampacity:None, sum_rating:None, win_rating:None, power_factor:None, win_capacity:23, starting_node_code:None, ending_node_name:281, ending_node_code:None, other_references:None, notes:None
502 | 11178 | C5R | ON | Ontario | HONI | 1 | ac | 4.5 | 2.778 | 35 | 21.605 | 230 | [6 empty] | 3 | 402 | 435 |  | ON_MLV_DSS |  | ON_AGN_JCT |  | circuit_id:281, owner:281, planning_rgn:None, num_of_circuits:None, current:None, line_segment_length_km:7, line_segment_length_mi:7, line_length_km:7, line_length_mi:7, voltage:7, reactance:24, smax:25, sum_ampacity:None, win_ampacity:None, sum_rating:None, win_rating:None, power_factor:None, win_capacity:23, starting_node_code:None, ending_node_name:281, ending_node_code:None, other_references:None, notes:None
503 | 11179 | C5R | ON | Ontario | HONI | 1 | ac | 4.5 | 2.778 | 35 | 21.605 | 230 | [6 empty] | 3 | 402 | 435 |  | ON_AGN_JCT |  | ON_LSL_DSS |  | circuit_id:281, owner:281, planning_rgn:None, num_of_circuits:None, current:None, line_segment_length_km:7, line_segment_length_mi:7, line_length_km:7, line_length_mi:7, voltage:7, reactance:24, smax:25, sum_ampacity:None, win_ampacity:None, sum_rating:None, win_rating:None, power_factor:None, win_capacity:23, starting_node_code:None, ending_node_name:281, ending_node_code:None, other_references:None, notes:None
504 | 11180 | C5R | ON | Ontario | HONI | 1 | ac | 18 | 11.111 | 35 | 21.605 | 230 | [6 empty] | 3 | 402 | 435 |  | ON_LSL_DSS |  | ON_RCV_DSS |  | circuit_id:281, owner:281, planning_rgn:None, num_of_circuits:None, current:None, line_segment_length_km:7, line_segment_length_mi:7, line_length_km:7, line_length_mi:7, voltage:7, reactance:24, smax:25, sum_ampacity:None, win_ampacity:None, sum_rating:None, win_rating:None, power_factor:None, win_capacity:23, starting_node_code:None, ending_node_name:281, ending_node_code:None, other_references:None, notes:None
505 | 11181 | C7BM | ON | Ontario | HONI | 1 | ac | 35 | 21.605 | 103.7 | 64.012 | 115 | [6 empty] | 2.73 | 90 | 99 |  | ON_BTC_SWS |  | ON_ARN_JCT |  | circuit_id:281, owner:281, planning_rgn:None, num_of_circuits:None, current:None, line_segment_length_km:7, line_segment_length_mi:7, line_length_km:7, line_length_mi:7, voltage:7, reactance:24, smax:25, sum_ampacity:None, win_ampacity:None, sum_rating:None, win_rating:None, power_factor:None, win_capacity:23, starting_node_code:None, ending_node_name:281, ending_node_code:None, other_references:None, notes:None
506 | 11182 | C7BM | ON | Ontario | HONI | 1 | ac | 1 | 0.617 | 103.7 | 64.012 | 115 | [6 empty] | 2.73 | 90 | 99 |  | ON_ARN_JCT |  | ON_ARN_DSS |  | circuit_id:281, owner:281, planning_rgn:None, num_of_circuits:None, current:None, line_segment_length_km:7, line_segment_length_mi:7, line_length_km:7, line_length_mi:7, voltage:7, reactance:24, smax:25, sum_ampacity:None, win_ampacity:None, sum_rating:None, win_rating:None, power_factor:None, win_capacity:23, starting_node_code:None, ending_node_name:281, ending_node_code:None, other_references:None, notes:None
507 | 11183 | C7BM | ON | Ontario | HONI | 1 | ac | 15 | 9.259 | 103.7 | 64.012 | 115 | [6 empty] | 2.73 | 90 | 99 |  | ON_ARN_JCT |  | ON_FTZ_JCT |  | circuit_id:281, owner:281, planning_rgn:None, num_of_circuits:None, current:None, line_segment_length_km:7, line_segment_length_mi:7, line_length_km:7, line_length_mi:7, voltage:7, reactance:24, smax:25, sum_ampacity:None, win_ampacity:None, sum_rating:None, win_rating:None, power_factor:None, win_capacity:23, starting_node_code:None, ending_node_name:281, ending_node_code:None, other_references:None, notes:None
508 | 11184 | C7BM | ON | Ontario | HONI | 1 | ac | 3 | 1.852 | 103.7 | 64.012 | 115 | [6 empty] | 2.73 | 90 | 99 |  | ON_FTZ_JCT |  | ON_CHF_SWS |  | circuit_id:281, owner:281, planning_rgn:None, num_of_circuits:None, current:None, line_segment_length_km:7, line_segment_length_mi:7, line_length_km:7, line_length_mi:7, voltage:7, reactance:24, smax:25, sum_ampacity:None, win_ampacity:None, sum_rating:None, win_rating:None, power_factor:None, win_capacity:23, starting_node_code:None, ending_node_name:281, ending_node_code:None, other_references:None, notes:None
509 | 11185 | C7BM | ON | Ontario | HONI | 1 | ac | 35 | 21.605 | 103.7 | 64.012 | 115 | [6 empty] | 2.73 | 90 | 99 |  | ON_FTZ_JCT |  | ON_BLL_JCT |  | circuit_id:281, owner:281, planning_rgn:None, num_of_circuits:None, current:None, line_segment_length_km:7, line_segment_length_mi:7, line_length_km:7, line_length_mi:7, voltage:7, reactance:24, smax:25, sum_ampacity:None, win_ampacity:None, sum_rating:None, win_rating:None, power_factor:None, win_capacity:23, starting_node_code:None, ending_node_name:281, ending_node_code:None, other_references:None, notes:None
510 | 11186 | C7BM | ON | Ontario | HONI | 1 | ac | 4 | 2.469 | 103.7 | 64.012 | 115 | [6 empty] | 2.73 | 90 | 99 |  | ON_BLL_JCT |  | ON_NQL_JCT |  | circuit_id:281, owner:281, planning_rgn:None, num_of_circuits:None, current:None, line_segment_length_km:7, line_segment_length_mi:7, line_length_km:7, line_length_mi:7, voltage:7, reactance:24, smax:25, sum_ampacity:None, win_ampacity:None, sum_rating:None, win_rating:None, power_factor:None, win_capacity:23, starting_node_code:None, ending_node_name:281, ending_node_code:None, other_references:None, notes:None
511 | 11187 | C7BM | ON | Ontario | HONI | 1 | ac | 2.8 | 1.728 | 103.7 | 64.012 | 115 | [6 empty] | 2.73 | 90 | 99 |  | ON_NQL_JCT |  | ON_CTP_JCT |  | circuit_id:281, owner:281, planning_rgn:None, num_of_circuits:None, current:None, line_segment_length_km:7, line_segment_length_mi:7, line_length_km:7, line_length_mi:7, voltage:7, reactance:24, smax:25, sum_ampacity:None, win_ampacity:None, sum_rating:None, win_rating:None, power_factor:None, win_capacity:23, starting_node_code:None, ending_node_name:281, ending_node_code:None, other_references:None, notes:None
512 | 11188 | C7BM | ON | Ontario | HONI | 1 | ac | 0.1 | 0.062 | 103.7 | 64.012 | 115 | [6 empty] | 2.73 | 90 | 99 |  | ON_NQL_JCT |  | ON_MDL_JCT |  | circuit_id:281, owner:281, planning_rgn:None, num_of_circuits:None, current:None, line_segment_length_km:7, line_segment_length_mi:7, line_length_km:7, line_length_mi:7, voltage:7, reactance:24, smax:25, sum_ampacity:None, win_ampacity:None, sum_rating:None, win_rating:None, power_factor:None, win_capacity:23, starting_node_code:None, ending_node_name:281, ending_node_code:None, other_references:None, notes:None
513 | 11189 | C7BM | ON | Ontario | HONI | 2 | ac | 0.1 | 0.062 | 103.7 | 64.012 | 115 | [6 empty] | 2.73 | 90 | 99 |  | ON_MDL_JCT |  | ON_MDL_DSS |  | circuit_id:281, owner:281, planning_rgn:None, num_of_circuits:None, current:None, line_segment_length_km:7, line_segment_length_mi:7, line_length_km:7, line_length_mi:7, voltage:7, reactance:24, smax:25, sum_ampacity:None, win_ampacity:None, sum_rating:None, win_rating:None, power_factor:None, win_capacity:23, starting_node_code:None, ending_node_name:281, ending_node_code:None, other_references:None, notes:None
514 | 11190 | C7BM | ON | Ontario | HONI | 1 | ac | 3.9 | 2.407 | 103.7 | 64.012 | 115 | [6 empty] | 2.73 | 90 | 99 |  | ON_NQL_JCT |  | ON_MER_TSS |  | circuit_id:281, owner:281, planning_rgn:None, num_of_circuits:None, current:None, line_segment_length_km:7, line_segment_length_mi:7, line_length_km:7, line_length_mi:7, voltage:7, reactance:24, smax:25, sum_ampacity:None, win_ampacity:None, sum_rating:None, win_rating:None, power_factor:None, win_capacity:23, starting_node_code:None, ending_node_name:281, ending_node_code:None, other_references:None, notes:None
515 | 11191 | C7BM | ON | Ontario | HONI | 1 | ac | 0.1 | 0.062 | 103.7 | 64.012 | 115 | [6 empty] | 2.73 | 90 | 99 |  | ON_CTP_JCT |  | ON_CTP_DSS |  | circuit_id:281, owner:281, planning_rgn:None, num_of_circuits:None, current:None, line_segment_length_km:7, line_segment_length_mi:7, line_length_km:7, line_length_mi:7, voltage:7, reactance:24, smax:25, sum_ampacity:None, win_ampacity:None, sum_rating:None, win_rating:None, power_factor:None, win_capacity:23, starting_node_code:None, ending_node_name:281, ending_node_code:None, other_references:None, notes:None
516 | 11192 | C7BM | ON | Ontario | HONI | 1 | ac | 0.8 | 0.494 | 103.7 | 64.012 | 115 | [6 empty] | 2.73 | 90 | 99 |  | ON_CTP_JCT |  | ON_WDR_DSS |  | circuit_id:281, owner:281, planning_rgn:None, num_of_circuits:None, current:None, line_segment_length_km:7, line_segment_length_mi:7, line_length_km:7, line_length_mi:7, voltage:7, reactance:24, smax:25, sum_ampacity:None, win_ampacity:None, sum_rating:None, win_rating:None, power_factor:None, win_capacity:23, starting_node_code:None, ending_node_name:281, ending_node_code:None, other_references:None, notes:None
517 | 11193 | C7BM | ON | Ontario | HONI | 1 | ac | 2.9 | 1.79 | 103.7 | 64.012 | 115 | [6 empty] | 2.73 | 90 | 99 |  | ON_WDR_DSS |  | ON_LNH_DSS |  | circuit_id:281, owner:281, planning_rgn:None, num_of_circuits:None, current:None, line_segment_length_km:7, line_segment_length_mi:7, line_length_km:7, line_length_mi:7, voltage:7, reactance:24, smax:25, sum_ampacity:None, win_ampacity:None, sum_rating:None, win_rating:None, power_factor:None, win_capacity:23, starting_node_code:None, ending_node_name:281, ending_node_code:None, other_references:None, notes:None
518 | 11194 | C7E | ON | Ontario | HONI | 1 | ac | 1 | 0.617 | 5 | 3.086 | 115 | [6 empty] | 3 | 98 | 108 |  | ON_CEC_DSS |  | ON_MHA_DSS |  | circuit_id:281, owner:281, planning_rgn:None, num_of_circuits:None, current:None, line_segment_length_km:7, line_segment_length_mi:7, line_length_km:7, line_length_mi:7, voltage:7, reactance:24, smax:25, sum_ampacity:None, win_ampacity:None, sum_rating:None, win_rating:None, power_factor:None, win_capacity:23, starting_node_code:None, ending_node_name:281, ending_node_code:None, other_references:None, notes:None
519 | 11195 | C7E | ON | Ontario | HONI | 1 | ac | 0.4 | 0.247 | 5 | 3.086 | 115 | [6 empty] | 3 | 98 | 108 |  | ON_MHA_DSS |  | ON_TER_DSS |  | circuit_id:281, owner:281, planning_rgn:None, num_of_circuits:None, current:None, line_segment_length_km:7, line_segment_length_mi:7, line_length_km:7, line_length_mi:7, voltage:7, reactance:24, smax:25, sum_ampacity:None, win_ampacity:None, sum_rating:None, win_rating:None, power_factor:None, win_capacity:23, starting_node_code:None, ending_node_name:281, ending_node_code:None, other_references:None, notes:None
520 | 11196 | C7E | ON | Ontario | HONI | 1 | ac | 3.6 | 2.222 | 5 | 3.086 | 115 | [6 empty] | 3 | 98 | 108 |  | ON_TER_DSS |  | ON_EPL_DSS |  | circuit_id:281, owner:281, planning_rgn:None, num_of_circuits:None, current:None, line_segment_length_km:7, line_segment_length_mi:7, line_length_km:7, line_length_mi:7, voltage:7, reactance:24, smax:25, sum_ampacity:None, win_ampacity:None, sum_rating:None, win_rating:None, power_factor:None, win_capacity:23, starting_node_code:None, ending_node_name:281, ending_node_code:None, other_references:None, notes:None
521 | 11197 | C9 | ON | Ontario | HONI | 1 | ac | 0.1 | 0.062 | 43.7 | 26.975 | 115 | [6 empty] | 3 | 98 | 108 |  | ON_CAL_DSS |  | ON_CAQ_JCT |  | circuit_id:281, owner:281, planning_rgn:None, num_of_circuits:None, current:None, line_segment_length_km:7, line_segment_length_mi:7, line_length_km:7, line_length_mi:7, voltage:7, reactance:24, smax:25, sum_ampacity:None, win_ampacity:None, sum_rating:None, win_rating:None, power_factor:None, win_capacity:23, starting_node_code:None, ending_node_name:281, ending_node_code:None, other_references:None, notes:None
522 | 11198 | C9 | ON | Ontario | HONI | 1 | ac | 18 | 11.111 | 43.7 | 26.975 | 115 | [6 empty] | 3 | 98 | 108 |  | ON_CAQ_JCT |  | ON_HRT_JCT |  | circuit_id:281, owner:281, planning_rgn:None, num_of_circuits:None, current:None, line_segment_length_km:7, line_segment_length_mi:7, line_length_km:7, line_length_mi:7, voltage:7, reactance:24, smax:25, sum_ampacity:None, win_ampacity:None, sum_rating:None, win_rating:None, power_factor:None, win_capacity:23, starting_node_code:None, ending_node_name:281, ending_node_code:None, other_references:None, notes:None
523 | 11199 | C9 | ON | Ontario | HONI | 1 | ac | 14 | 8.642 | 43.7 | 26.975 | 115 | [6 empty] | 3 | 98 | 108 |  | ON_HRT_JCT |  | ON_VNA_JCT |  | circuit_id:281, owner:281, planning_rgn:None, num_of_circuits:None, current:None, line_segment_length_km:7, line_segment_length_mi:7, line_length_km:7, line_length_mi:7, voltage:7, reactance:24, smax:25, sum_ampacity:None, win_ampacity:None, sum_rating:None, win_rating:None, power_factor:None, win_capacity:23, starting_node_code:None, ending_node_name:281, ending_node_code:None, other_references:None, notes:None
524 | 11200 | C9 | ON | Ontario | HONI | 1 | ac | 10 | 6.173 | 43.7 | 26.975 | 115 | [6 empty] | 3 | 98 | 108 |  | ON_VNA_JCT |  | ON_BLO_JCT |  | circuit_id:281, owner:281, planning_rgn:None, num_of_circuits:None, current:None, line_segment_length_km:7, line_segment_length_mi:7, line_length_km:7, line_length_mi:7, voltage:7, reactance:24, smax:25, sum_ampacity:None, win_ampacity:None, sum_rating:None, win_rating:None, power_factor:None, win_capacity:23, starting_node_code:None, ending_node_name:281, ending_node_code:None, other_references:None, notes:None
525 | 11201 | C9 | ON | Ontario | HONI | 1 | ac | 0.1 | 0.062 | 43.7 | 26.975 | 115 | [6 empty] | 3 | 98 | 108 |  | ON_BLO_JCT |  | ON_BLO_DSS |  | circuit_id:281, owner:281, planning_rgn:None, num_of_circuits:None, current:None, line_segment_length_km:7, line_segment_length_mi:7, line_length_km:7, line_length_mi:7, voltage:7, reactance:24, smax:25, sum_ampacity:None, win_ampacity:None, sum_rating:None, win_rating:None, power_factor:None, win_capacity:23, starting_node_code:None, ending_node_name:281, ending_node_code:None, other_references:None, notes:None
526 | 11202 | C9 | ON | Ontario | HONI | 1 | ac | 1.5 | 0.926 | 43.7 | 26.975 | 115 | [6 empty] | 3 | 98 | 108 |  | ON_BLO_JCT |  | ON_NOR_DSS |  | circuit_id:281, owner:281, planning_rgn:None, num_of_circuits:None, current:None, line_segment_length_km:7, line_segment_length_mi:7, line_length_km:7, line_length_mi:7, voltage:7, reactance:24, smax:25, sum_ampacity:None, win_ampacity:None, sum_rating:None, win_rating:None, power_factor:None, win_capacity:23, starting_node_code:None, ending_node_name:281, ending_node_code:None, other_references:None, notes:None
527 | 11203 | CLERGUE1 | ON | Ontario | HONI | 1 | ac | 2 | 1.235 | 2 | 1.235 | 115 | [6 empty] | 3 | 98 | 108 |  | ON_PTS_DSS |  | ON_CGU_DSS |  | circuit_id:None, owner:None, planning_rgn:None, num_of_circuits:None, current:None, line_segment_length_km:7, line_segment_length_mi:7, line_length_km:7, line_length_mi:7, voltage:7, reactance:24, smax:25, sum_ampacity:None, win_ampacity:None, sum_rating:None, win_rating:None, power_factor:None, win_capacity:23, starting_node_code:None, ending_node_name:281, ending_node_code:None, other_references:None, notes:None
528 | 11204 | CLERGUE2 | ON | Ontario | HONI | 1 | ac | 2 | 1.235 | 2 | 1.235 | 115 | [6 empty] | 3 | 98 | 108 |  | ON_PTS_DSS |  | ON_CGU_DSS |  | circuit_id:None, owner:None, planning_rgn:None, num_of_circuits:None, current:None, line_segment_length_km:7, line_segment_length_mi:7, line_length_km:7, line_length_mi:7, voltage:7, reactance:24, smax:25, sum_ampacity:None, win_ampacity:None, sum_rating:None, win_rating:None, power_factor:None, win_capacity:23, starting_node_code:None, ending_node_name:281, ending_node_code:None, other_references:None, notes:None
529 | 11205 | CNPI2 | ON | Ontario | CNPI | 1 | ac | 15 | 9.259 | 25 | 15.432 | 115 | [6 empty] | 3 | 98 | 108 |  | ON_S11_SWS |  | ON_S17_DSS | Also called "L2" | circuit_id:None, owner:None, planning_rgn:None, num_of_circuits:None, current:None, line_segment_length_km:7, line_segment_length_mi:7, line_length_km:7, line_length_mi:7, voltage:7, reactance:24, smax:25, sum_ampacity:None, win_ampacity:None, sum_rating:None, win_rating:None, power_factor:None, win_capacity:23, starting_node_code:None, ending_node_name:281, ending_node_code:None, other_references:None, notes:None
530 | 11206 | CNPI2 | ON | Ontario | CNPI | 1 | ac | 10 | 6.173 | 25 | 15.432 | 115 | [6 empty] | 3 | 98 | 108 |  | ON_S17_DSS |  | ON_S18_DSS | Also called "L2" | circuit_id:None, owner:None, planning_rgn:None, num_of_circuits:None, current:None, line_segment_length_km:7, line_segment_length_mi:7, line_length_km:7, line_length_mi:7, voltage:7, reactance:24, smax:25, sum_ampacity:None, win_ampacity:None, sum_rating:None, win_rating:None, power_factor:None, win_capacity:23, starting_node_code:None, ending_node_name:281, ending_node_code:None, other_references:None, notes:None
531 | 11207 | CNPI46 | ON | Ontario | CNPI | 1 | ac | 4 | 2.469 | 4 | 2.469 | 115 | [6 empty] | 3 | 48 | 48 |  | ON_S18_DSS |  | XX_ONUS7_INT | Also called "L46" | circuit_id:None, owner:None, planning_rgn:None, num_of_circuits:None, current:None, line_segment_length_km:7, line_segment_length_mi:7, line_length_km:7, line_length_mi:7, voltage:7, reactance:24, smax:25, sum_ampacity:None, win_ampacity:None, sum_rating:None, win_rating:None, power_factor:None, win_capacity:169, starting_node_code:None, ending_node_name:281, ending_node_code:None, other_references:None, notes:None
532 | 11208 | D10H | ON | Ontario | HONI | 1 | ac | 2.3 | 1.42 | 98.7 | 60.926 | 115 | [6 empty] | 2.82 | 93 | 102 |  | ON_DET_TSS |  | ON_LEO_JCT |  | circuit_id:281, owner:281, planning_rgn:None, num_of_circuits:None, current:None, line_segment_length_km:7, line_segment_length_mi:7, line_length_km:7, line_length_mi:7, voltage:7, reactance:24, smax:25, sum_ampacity:None, win_ampacity:None, sum_rating:None, win_rating:None, power_factor:None, win_capacity:23, starting_node_code:None, ending_node_name:281, ending_node_code:None, other_references:None, notes:None
533 | 11209 | D10H | ON | Ontario | HONI | 1 | ac | 0.5 | 0.309 | 98.7 | 60.926 | 115 | [6 empty] | 2.82 | 93 | 102 |  | ON_LEO_JCT |  | ON_WTL_JCT |  | circuit_id:281, owner:281, planning_rgn:None, num_of_circuits:None, current:None, line_segment_length_km:7, line_segment_length_mi:7, line_length_km:7, line_length_mi:7, voltage:7, reactance:24, smax:25, sum_ampacity:None, win_ampacity:None, sum_rating:None, win_rating:None, power_factor:None, win_capacity:23, starting_node_code:None, ending_node_name:281, ending_node_code:None, other_references:None, notes:None
534 | 11210 | D10H | ON | Ontario | HONI | 1 | ac | 0.5 | 0.309 | 98.7 | 60.926 | 115 | [6 empty] | 2.82 | 93 | 102 |  | ON_WTL_JCT |  | ON_RSH_DSS |  | circuit_id:281, owner:281, planning_rgn:None, num_of_circuits:None, current:None, line_segment_length_km:7, line_segment_length_mi:7, line_length_km:7, line_length_mi:7, voltage:7, reactance:24, smax:25, sum_ampacity:None, win_ampacity:None, sum_rating:None, win_rating:None, power_factor:None, win_capacity:23, starting_node_code:None, ending_node_name:281, ending_node_code:None, other_references:None, notes:None
535 | 11211 | D10H | ON | Ontario | HONI | 1 | ac | 18.3 | 11.296 | 98.7 | 60.926 | 115 | [6 empty] | 2.82 | 93 | 102 |  | ON_WTL_JCT |  | ON_WST_JCT |  | circuit_id:281, owner:281, planning_rgn:None, num_of_circuits:None, current:None, line_segment_length_km:7, line_segment_length_mi:7, line_length_km:7, line_length_mi:7, voltage:7, reactance:24, smax:25, sum_ampacity:None, win_ampacity:None, sum_rating:None, win_rating:None, power_factor:None, win_capacity:23, starting_node_code:None, ending_node_name:281, ending_node_code:None, other_references:None, notes:None
536 | 11212 | D10H | ON | Ontario | HONI | 1 | ac | 8.1 | 5 | 98.7 | 60.926 | 115 | [6 empty] | 2.82 | 93 | 102 |  | ON_WST_JCT |  | ON_EMA_DSS |  | circuit_id:281, owner:281, planning_rgn:None, num_of_circuits:None, current:None, line_segment_length_km:7, line_segment_length_mi:7, line_length_km:7, line_length_mi:7, voltage:7, reactance:24, smax:25, sum_ampacity:None, win_ampacity:None, sum_rating:None, win_rating:None, power_factor:None, win_capacity:23, starting_node_code:None, ending_node_name:281, ending_node_code:None, other_references:None, notes:None
537 | 11213 | D10H | ON | Ontario | HONI | 1 | ac | 29 | 17.901 | 98.7 | 60.926 | 115 | [6 empty] | 2.82 | 93 | 102 |  | ON_WST_JCT |  | ON_PLM_DSS |  | circuit_id:281, owner:281, planning_rgn:None, num_of_circuits:None, current:None, line_segment_length_km:7, line_segment_length_mi:7, line_length_km:7, line_length_mi:7, voltage:7, reactance:24, smax:25, sum_ampacity:None, win_ampacity:None, sum_rating:None, win_rating:None, power_factor:None, win_capacity:23, starting_node_code:None, ending_node_name:281, ending_node_code:None, other_references:None, notes:None
538 | 11214 | D10H | ON | Ontario | HONI | 1 | ac | 40 | 24.691 | 98.7 | 60.926 | 115 | [6 empty] | 2.82 | 93 | 102 |  | ON_PLM_DSS |  | ON_HNV_DSS |  | circuit_id:281, owner:281, planning_rgn:None, num_of_circuits:None, current:None, line_segment_length_km:6, line_segment_length_mi:6, line_length_km:6, line_length_mi:6, voltage:6, reactance:24, smax:25, sum_ampacity:None, win_ampacity:None, sum_rating:None, win_rating:None, power_factor:None, win_capacity:23, starting_node_code:None, ending_node_name:281, ending_node_code:None, other_references:None, notes:None
539 | 11215 | D10S | ON | Ontario | HONI | 1 | ac | 1 | 0.617 | 14 | 8.642 | 115 | [6 empty] | 3 | 98 | 108 |  | ON_DEC_SWS |  | ON_HOO_JCT |  | circuit_id:281, owner:281, planning_rgn:None, num_of_circuits:None, current:None, line_segment_length_km:7, line_segment_length_mi:7, line_length_km:7, line_length_mi:7, voltage:7, reactance:24, smax:25, sum_ampacity:None, win_ampacity:None, sum_rating:None, win_rating:None, power_factor:None, win_capacity:23, starting_node_code:None, ending_node_name:281, ending_node_code:None, other_references:None, notes:None
540 | 11216 | D10S | ON | Ontario | HONI | 1 | ac | 1 | 0.617 | 14 | 8.642 | 115 | [6 empty] | 3 | 98 | 108 |  | ON_HOO_JCT |  | ON_VNS_DSS |  | circuit_id:281, owner:281, planning_rgn:None, num_of_circuits:None, current:None, line_segment_length_km:7, line_segment_length_mi:7, line_length_km:7, line_length_mi:7, voltage:7, reactance:24, smax:25, sum_ampacity:None, win_ampacity:None, sum_rating:None, win_rating:None, power_factor:None, win_capacity:23, starting_node_code:None, ending_node_name:281, ending_node_code:None, other_references:None, notes:None
541 | 11217 | D10S | ON | Ontario | HONI | 1 | ac | 1 | 0.617 | 14 | 8.642 | 115 | [6 empty] | 3 | 98 | 108 |  | ON_VNS_DSS |  | ON_LOU_JCT |  | circuit_id:281, owner:281, planning_rgn:None, num_of_circuits:None, current:None, line_segment_length_km:7, line_segment_length_mi:7, line_length_km:7, line_length_mi:7, voltage:7, reactance:24, smax:25, sum_ampacity:None, win_ampacity:None, sum_rating:None, win_rating:None, power_factor:None, win_capacity:23, starting_node_code:None, ending_node_name:281, ending_node_code:None, other_references:None, notes:None
542 | 11218 | D10S | ON | Ontario | HONI | 1 | ac | 4.5 | 2.778 | 14 | 8.642 | 115 | [6 empty] | 3 | 98 | 108 |  | ON_LOU_JCT |  | ON_CLT_DSS |  | circuit_id:281, owner:281, planning_rgn:None, num_of_circuits:None, current:None, line_segment_length_km:7, line_segment_length_mi:7, line_length_km:7, line_length_mi:7, voltage:7, reactance:24, smax:25, sum_ampacity:None, win_ampacity:None, sum_rating:None, win_rating:None, power_factor:None, win_capacity:23, starting_node_code:None, ending_node_name:281, ending_node_code:None, other_references:None, notes:None
543 | 11219 | D10S | ON | Ontario | HONI | 1 | ac | 6.5 | 4.012 | 14 | 8.642 | 115 | [6 empty] | 3 | 98 | 108 |  | ON_LOU_JCT |  | ON_GND_DSS |  | circuit_id:281, owner:281, planning_rgn:None, num_of_circuits:None, current:None, line_segment_length_km:7, line_segment_length_mi:7, line_length_km:7, line_length_mi:7, voltage:7, reactance:24, smax:25, sum_ampacity:None, win_ampacity:None, sum_rating:None, win_rating:None, power_factor:None, win_capacity:23, starting_node_code:None, ending_node_name:281, ending_node_code:None, other_references:None, notes:None
544 | 11220 | D11K | ON | Ontario | HONI | 1 | ac | 4.7 | 2.901 | 4.9 | 3.025 | 115 | [6 empty] | 3 | 98 | 108 |  | ON_DET_TSS |  | ON_KJ1_JCT |  | circuit_id:281, owner:281, planning_rgn:None, num_of_circuits:None, current:None, line_segment_length_km:7, line_segment_length_mi:7, line_length_km:7, line_length_mi:7, voltage:7, reactance:24, smax:25, sum_ampacity:None, win_ampacity:None, sum_rating:None, win_rating:None, power_factor:None, win_capacity:23, starting_node_code:None, ending_node_name:281, ending_node_code:None, other_references:None, notes:None
545 | 11221 | D11K | ON | Ontario | HONI | 1 | ac | 0.1 | 0.062 | 4.9 | 3.025 | 115 | [6 empty] | 3 | 98 | 108 |  | ON_KJ1_JCT |  | ON_KM1_DSS |  | circuit_id:281, owner:281, planning_rgn:None, num_of_circuits:None, current:None, line_segment_length_km:7, line_segment_length_mi:7, line_length_km:7, line_length_mi:7, voltage:7, reactance:24, smax:25, sum_ampacity:None, win_ampacity:None, sum_rating:None, win_rating:None, power_factor:None, win_capacity:23, starting_node_code:None, ending_node_name:281, ending_node_code:None, other_references:None, notes:None
546 | 11222 | D11K | ON | Ontario | HONI | 1 | ac | 0.1 | 0.062 | 4.9 | 3.025 | 115 | [6 empty] | 3 | 98 | 108 |  | ON_KJ1_JCT |  | ON_KM4_DSS |  | circuit_id:281, owner:281, planning_rgn:None, num_of_circuits:None, current:None, line_segment_length_km:7, line_segment_length_mi:7, line_length_km:7, line_length_mi:7, voltage:7, reactance:24, smax:25, sum_ampacity:None, win_ampacity:None, sum_rating:None, win_rating:None, power_factor:None, win_capacity:23, starting_node_code:None, ending_node_name:281, ending_node_code:None, other_references:None, notes:None
547 | 11223 | D12K | ON | Ontario | HONI | 1 | ac | 4.7 | 2.901 | 4.9 | 3.025 | 115 | [6 empty] | 3 | 98 | 108 |  | ON_DET_TSS |  | ON_KJ1_JCT |  | circuit_id:281, owner:281, planning_rgn:None, num_of_circuits:None, current:None, line_segment_length_km:7, line_segment_length_mi:7, line_length_km:7, line_length_mi:7, voltage:7, reactance:24, smax:25, sum_ampacity:None, win_ampacity:None, sum_rating:None, win_rating:None, power_factor:None, win_capacity:23, starting_node_code:None, ending_node_name:281, ending_node_code:None, other_references:None, notes:None
548 | 11224 | D12K | ON | Ontario | HONI | 1 | ac | 0.1 | 0.062 | 4.9 | 3.025 | 115 | [6 empty] | 3 | 98 | 108 |  | ON_KJ1_JCT |  | ON_KM1_DSS |  | circuit_id:281, owner:281, planning_rgn:None, num_of_circuits:None, current:None, line_segment_length_km:7, line_segment_length_mi:7, line_length_km:7, line_length_mi:7, voltage:7, reactance:24, smax:25, sum_ampacity:None, win_ampacity:None, sum_rating:None, win_rating:None, power_factor:None, win_capacity:23, starting_node_code:None, ending_node_name:281, ending_node_code:None, other_references:None, notes:None
549 | 11225 | D12K | ON | Ontario | HONI | 1 | ac | 0.1 | 0.062 | 4.9 | 3.025 | 115 | [6 empty] | 3 | 98 | 108 |  | ON_KJ1_JCT |  | ON_KM4_DSS |  | circuit_id:281, owner:281, planning_rgn:None, num_of_circuits:None, current:None, line_segment_length_km:7, line_segment_length_mi:7, line_length_km:7, line_length_mi:7, voltage:7, reactance:24, smax:25, sum_ampacity:None, win_ampacity:None, sum_rating:None, win_rating:None, power_factor:None, win_capacity:23, starting_node_code:None, ending_node_name:281, ending_node_code:None, other_references:None, notes:None
550 | 11226 | D1A | ON | Ontario | HONI | 1 | ac | 1 | 0.617 | 20 | 12.346 | 115 | [6 empty] | 3 | 98 | 108 |  | ON_DEC_SWS |  | ON_HOO_JCT |  | circuit_id:281, owner:281, planning_rgn:None, num_of_circuits:None, current:None, line_segment_length_km:7, line_segment_length_mi:7, line_length_km:7, line_length_mi:7, voltage:7, reactance:24, smax:25, sum_ampacity:None, win_ampacity:None, sum_rating:None, win_rating:None, power_factor:None, win_capacity:23, starting_node_code:None, ending_node_name:281, ending_node_code:None, other_references:None, notes:None
551 | 11227 | D1A | ON | Ontario | HONI | 1 | ac | 3.5 | 2.16 | 20 | 12.346 | 115 | [6 empty] | 3 | 98 | 108 |  | ON_HOO_JCT |  | ON_STJ_JCT |  | circuit_id:281, owner:281, planning_rgn:None, num_of_circuits:None, current:None, line_segment_length_km:7, line_segment_length_mi:7, line_length_km:7, line_length_mi:7, voltage:7, reactance:24, smax:25, sum_ampacity:None, win_ampacity:None, sum_rating:None, win_rating:None, power_factor:None, win_capacity:23, starting_node_code:None, ending_node_name:281, ending_node_code:None, other_references:None, notes:None
552 | 11228 | D1A | ON | Ontario | HONI | 1 | ac | 5 | 3.086 | 20 | 12.346 | 115 | [6 empty] | 3 | 98 | 108 |  | ON_STJ_JCT |  | ON_GIB_JCT |  | circuit_id:281, owner:281, planning_rgn:None, num_of_circuits:None, current:None, line_segment_length_km:7, line_segment_length_mi:7, line_length_km:7, line_length_mi:7, voltage:7, reactance:24, smax:25, sum_ampacity:None, win_ampacity:None, sum_rating:None, win_rating:None, power_factor:None, win_capacity:23, starting_node_code:None, ending_node_name:281, ending_node_code:None, other_references:None, notes:None
553 | 11229 | D1A | ON | Ontario | HONI | 1 | ac | 2 | 1.235 | 20 | 12.346 | 115 | [6 empty] | 3 | 98 | 108 |  | ON_GIB_JCT |  | ON_THL_DSS |  | circuit_id:281, owner:281, planning_rgn:None, num_of_circuits:None, current:None, line_segment_length_km:7, line_segment_length_mi:7, line_length_km:7, line_length_mi:7, voltage:7, reactance:24, smax:25, sum_ampacity:None, win_ampacity:None, sum_rating:None, win_rating:None, power_factor:None, win_capacity:23, starting_node_code:None, ending_node_name:281, ending_node_code:None, other_references:None, notes:None
554 | 11230 | D1A | ON | Ontario | HONI | 1 | ac | 2 | 1.235 | 20 | 12.346 | 115 | [6 empty] | 3 | 98 | 108 |  | ON_GIB_JCT |  | ON_FBR_JCT |  | circuit_id:281, owner:281, planning_rgn:None, num_of_circuits:None, current:None, line_segment_length_km:7, line_segment_length_mi:7, line_length_km:7, line_length_mi:7, voltage:7, reactance:24, smax:25, sum_ampacity:None, win_ampacity:None, sum_rating:None, win_rating:None, power_factor:None, win_capacity:23, starting_node_code:None, ending_node_name:281, ending_node_code:None, other_references:None, notes:None
555 | 11231 | D1A | ON | Ontario | HONI | 1 | ac | 2 | 1.235 | 20 | 12.346 | 115 | [6 empty] | 3 | 98 | 108 |  | ON_FBR_JCT |  | ON_HLR_JCT |  | circuit_id:281, owner:281, planning_rgn:None, num_of_circuits:None, current:None, line_segment_length_km:7, line_segment_length_mi:7, line_length_km:7, line_length_mi:7, voltage:7, reactance:24, smax:25, sum_ampacity:None, win_ampacity:None, sum_rating:None, win_rating:None, power_factor:None, win_capacity:23, starting_node_code:None, ending_node_name:281, ending_node_code:None, other_references:None, notes:None
556 | 11232 | D1A | ON | Ontario | HONI | 1 | ac | 3.5 | 2.16 | 20 | 12.346 | 115 | [6 empty] | 3 | 98 | 108 |  | ON_HLR_JCT |  | ON_ALL_TSS |  | circuit_id:281, owner:281, planning_rgn:None, num_of_circuits:None, current:None, line_segment_length_km:7, line_segment_length_mi:7, line_length_km:7, line_length_mi:7, voltage:7, reactance:24, smax:25, sum_ampacity:None, win_ampacity:None, sum_rating:None, win_rating:None, power_factor:None, win_capacity:23, starting_node_code:None, ending_node_name:281, ending_node_code:None, other_references:None, notes:None
557 | 11233 | D1A | ON | Ontario | HONI | 1 | ac | 1 | 0.617 | 20 | 12.346 | 115 | [6 empty] | 3 | 98 | 108 |  | ON_HLR_JCT |  | ON_RFT_GSS |  | circuit_id:281, owner:281, planning_rgn:None, num_of_circuits:None, current:None, line_segment_length_km:7, line_segment_length_mi:7, line_length_km:7, line_length_mi:7, voltage:7, reactance:24, smax:25, sum_ampacity:None, win_ampacity:None, sum_rating:None, win_rating:None, power_factor:None, win_capacity:23, starting_node_code:None, ending_node_name:281, ending_node_code:None, other_references:None, notes:None
558 | 11234 | D1M | ON | Ontario | HONI | 1 | ac | 160 | 98.765 | 160 | 98.765 | 230 | [6 empty] | 2.05 | 275 | 297 |  | ON_DEJ_TSS |  | ON_MND_DSS |  | circuit_id:281, owner:281, planning_rgn:None, num_of_circuits:None, current:None, line_segment_length_km:6, line_segment_length_mi:6, line_length_km:6, line_length_mi:6, voltage:6, reactance:24, smax:25, sum_ampacity:None, win_ampacity:None, sum_rating:None, win_rating:None, power_factor:None, win_capacity:23, starting_node_code:None, ending_node_name:281, ending_node_code:None, other_references:None, notes:None
559 | 11235 | D1W | ON | Ontario | HONI | 1 | ac | 17.9 | 11.049 | 18 | 11.111 | 115 | [6 empty] | 3 | 98 | 108 |  | ON_DET_JCT |  | ON_WLV_JCT |  | circuit_id:281, owner:281, planning_rgn:None, num_of_circuits:None, current:None, line_segment_length_km:7, line_segment_length_mi:7, line_length_km:7, line_length_mi:7, voltage:7, reactance:24, smax:25, sum_ampacity:None, win_ampacity:None, sum_rating:None, win_rating:None, power_factor:None, win_capacity:23, starting_node_code:None, ending_node_name:281, ending_node_code:None, other_references:None, notes:None
560 | 11236 | D1W | ON | Ontario | HONI | 1 | ac | 0.1 | 0.062 | 18 | 11.111 | 115 | [6 empty] | 3 | 98 | 108 |  | ON_WLV_JCT |  | ON_WLV_DSS |  | circuit_id:281, owner:281, planning_rgn:None, num_of_circuits:None, current:None, line_segment_length_km:7, line_segment_length_mi:7, line_length_km:7, line_length_mi:7, voltage:7, reactance:24, smax:25, sum_ampacity:None, win_ampacity:None, sum_rating:None, win_rating:None, power_factor:None, win_capacity:23, starting_node_code:None, ending_node_name:281, ending_node_code:None, other_references:None, notes:None
561 | 11237 | D26A | ON | Ontario | HONI | 1 | ac | 175 | 108.025 | 175 | 108.025 | 230 | [6 empty] | 1.93 | 259 | 280 |  | ON_DRY_TSS |  | ON_MKZ_TSS |  | circuit_id:281, owner:281, planning_rgn:None, num_of_circuits:None, current:None, line_segment_length_km:6, line_segment_length_mi:6, line_length_km:6, line_length_mi:6, voltage:6, reactance:24, smax:25, sum_ampacity:None, win_ampacity:None, sum_rating:None, win_rating:None, power_factor:None, win_capacity:23, starting_node_code:None, ending_node_name:281, ending_node_code:None, other_references:None, notes:None
562 | 11238 | D2H | ON | Ontario | HONI | 1 | ac | 0.1 | 0.062 | 120.4 | 74.321 | 115 | [6 empty] | 2.47 | 81 | 89 |  | ON_PIN_TSS |  | ON_PI2_JCT |  | circuit_id:281, owner:281, planning_rgn:None, num_of_circuits:None, current:None, line_segment_length_km:6, line_segment_length_mi:6, line_length_km:6, line_length_mi:6, voltage:6, reactance:24, smax:25, sum_ampacity:None, win_ampacity:None, sum_rating:None, win_rating:None, power_factor:None, win_capacity:23, starting_node_code:None, ending_node_name:281, ending_node_code:None, other_references:None, notes:None
563 | 11239 | D2H | ON | Ontario | HONI | 2 | ac | 10 | 6.173 | 120.4 | 74.321 | 115 | [6 empty] | 2.47 | 81 | 89 |  | ON_PI2_JCT |  | ON_H63_JCT |  | circuit_id:281, owner:281, planning_rgn:None, num_of_circuits:None, current:None, line_segment_length_km:6, line_segment_length_mi:6, line_length_km:6, line_length_mi:6, voltage:6, reactance:24, smax:25, sum_ampacity:None, win_ampacity:None, sum_rating:None, win_rating:None, power_factor:None, win_capacity:23, starting_node_code:None, ending_node_name:281, ending_node_code:None, other_references:None, notes:None
564 | 11240 | D2H | ON | Ontario | HONI | 2 | ac | 40 | 24.691 | 120.4 | 74.321 | 115 | [6 empty] | 2.47 | 81 | 89 |  | ON_H63_JCT |  | ON_ISF_JCT |  | circuit_id:281, owner:281, planning_rgn:None, num_of_circuits:None, current:None, line_segment_length_km:6, line_segment_length_mi:6, line_length_km:6, line_length_mi:6, voltage:6, reactance:24, smax:25, sum_ampacity:None, win_ampacity:None, sum_rating:None, win_rating:None, power_factor:None, win_capacity:23, starting_node_code:None, ending_node_name:281, ending_node_code:None, other_references:None, notes:None
565 | 11241 | D2H | ON | Ontario | HONI | 1 | ac | 0.1 | 0.062 | 120.4 | 74.321 | 115 | [6 empty] | 2.47 | 81 | 89 |  | ON_ISF_JCT |  | ON_ISF_GSS |  | circuit_id:281, owner:281, planning_rgn:None, num_of_circuits:None, current:None, line_segment_length_km:6, line_segment_length_mi:6, line_length_km:6, line_length_mi:6, voltage:6, reactance:24, smax:25, sum_ampacity:None, win_ampacity:None, sum_rating:None, win_rating:None, power_factor:None, win_capacity:23, starting_node_code:None, ending_node_name:281, ending_node_code:None, other_references:None, notes:None
566 | 11242 | D2H | ON | Ontario | HONI | 2 | ac | 50 | 30.864 | 120.4 | 74.321 | 115 | [6 empty] | 2.47 | 81 | 89 |  | ON_ISF_JCT |  | ON_GWP_JCT |  | circuit_id:281, owner:281, planning_rgn:None, num_of_circuits:None, current:None, line_segment_length_km:6, line_segment_length_mi:6, line_length_km:6, line_length_mi:6, voltage:6, reactance:24, smax:25, sum_ampacity:None, win_ampacity:None, sum_rating:None, win_rating:None, power_factor:None, win_capacity:23, starting_node_code:None, ending_node_name:281, ending_node_code:None, other_references:None, notes:None
567 | 11243 | D2H | ON | Ontario | HONI | 2 | ac | 10 | 6.173 | 120.4 | 74.321 | 115 | [6 empty] | 2.47 | 81 | 89 |  | ON_GWP_JCT |  | ON_CLD_JCT |  | circuit_id:281, owner:281, planning_rgn:None, num_of_circuits:None, current:None, line_segment_length_km:6, line_segment_length_mi:6, line_length_km:6, line_length_mi:6, voltage:6, reactance:24, smax:25, sum_ampacity:None, win_ampacity:None, sum_rating:None, win_rating:None, power_factor:None, win_capacity:23, starting_node_code:None, ending_node_name:281, ending_node_code:None, other_references:None, notes:None
568 | 11244 | D2H | ON | Ontario | HONI | 1 | ac | 0.1 | 0.062 | 120.4 | 74.321 | 115 | [6 empty] | 2.47 | 81 | 89 |  | ON_CLD_JCT |  | ON_CLD_ISS |  | circuit_id:281, owner:281, planning_rgn:None, num_of_circuits:None, current:None, line_segment_length_km:6, line_segment_length_mi:6, line_length_km:6, line_length_mi:6, voltage:6, reactance:24, smax:25, sum_ampacity:None, win_ampacity:None, sum_rating:None, win_rating:None, power_factor:None, win_capacity:23, starting_node_code:None, ending_node_name:281, ending_node_code:None, other_references:None, notes:None
569 | 11245 | D2H | ON | Ontario | HONI | 2 | ac | 10 | 6.173 | 120.4 | 74.321 | 115 | [6 empty] | 2.47 | 81 | 89 |  | ON_CLD_JCT |  | ON_HTA_JCT |  | circuit_id:281, owner:281, planning_rgn:None, num_of_circuits:None, current:None, line_segment_length_km:6, line_segment_length_mi:6, line_length_km:6, line_length_mi:6, voltage:6, reactance:24, smax:25, sum_ampacity:None, win_ampacity:None, sum_rating:None, win_rating:None, power_factor:None, win_capacity:23, starting_node_code:None, ending_node_name:281, ending_node_code:None, other_references:None, notes:None
570 | 11246 | D2H | ON | Ontario | HONI | 1 | ac | 0.1 | 0.062 | 120.4 | 74.321 | 115 | [6 empty] | 2.47 | 81 | 89 |  | ON_HTA_JCT |  | ON_HTA_SWS |  | circuit_id:281, owner:281, planning_rgn:None, num_of_circuits:None, current:None, line_segment_length_km:6, line_segment_length_mi:6, line_length_km:6, line_length_mi:6, voltage:6, reactance:24, smax:25, sum_ampacity:None, win_ampacity:None, sum_rating:None, win_rating:None, power_factor:None, win_capacity:23, starting_node_code:None, ending_node_name:281, ending_node_code:None, other_references:None, notes:None
571 | 11247 | D2L | ON | Ontario | HONI | 1 | ac | 2 | 1.235 | 140.61 | 86.796 | 115 | [6 empty] | 2.23 | 73 | 81 |  | ON_DYM_DSS |  | ON_NLK_JCT |  | circuit_id:281, owner:281, planning_rgn:None, num_of_circuits:None, current:None, line_segment_length_km:7, line_segment_length_mi:7, line_length_km:7, line_length_mi:7, voltage:7, reactance:24, smax:25, sum_ampacity:None, win_ampacity:None, sum_rating:None, win_rating:None, power_factor:None, win_capacity:23, starting_node_code:None, ending_node_name:281, ending_node_code:None, other_references:None, notes:None
572 | 11248 | D2L | ON | Ontario | HONI | 1 | ac | 0.1 | 0.062 | 140.61 | 86.796 | 115 | [6 empty] | 2.23 | 73 | 81 |  | ON_NLK_JCT |  | ON_NLK2_JCT |  | circuit_id:281, owner:281, planning_rgn:None, num_of_circuits:None, current:None, line_segment_length_km:7, line_segment_length_mi:7, line_length_km:7, line_length_mi:7, voltage:7, reactance:24, smax:25, sum_ampacity:None, win_ampacity:None, sum_rating:None, win_rating:None, power_factor:None, win_capacity:23, starting_node_code:None, ending_node_name:281, ending_node_code:None, other_references:None, notes:None
573 | 11249 | D2L | ON | Ontario | HONI | 1 | ac | 40.15 | 24.784 | 140.61 | 86.796 | 115 | [6 empty] | 2.23 | 73 | 81 |  | ON_NLK_JCT |  | ON_UPN_JCT |  | circuit_id:281, owner:281, planning_rgn:None, num_of_circuits:None, current:None, line_segment_length_km:7, line_segment_length_mi:7, line_length_km:7, line_length_mi:7, voltage:7, reactance:24, smax:25, sum_ampacity:None, win_ampacity:None, sum_rating:None, win_rating:None, power_factor:None, win_capacity:23, starting_node_code:None, ending_node_name:281, ending_node_code:None, other_references:None, notes:None
574 | 11250 | D2L | ON | Ontario | HONI | 2 | ac | 21.29 | 13.142 | 140.61 | 86.796 | 115 | [6 empty] | 2.23 | 73 | 81 |  | ON_UPN_JCT |  | ON_CS2_JCT |  | circuit_id:281, owner:281, planning_rgn:None, num_of_circuits:None, current:None, line_segment_length_km:7, line_segment_length_mi:7, line_length_km:7, line_length_mi:7, voltage:7, reactance:24, smax:25, sum_ampacity:None, win_ampacity:None, sum_rating:None, win_rating:None, power_factor:None, win_capacity:23, starting_node_code:None, ending_node_name:281, ending_node_code:None, other_references:None, notes:None
575 | 11251 | D2L | ON | Ontario | HONI | 2 | ac | 0.1 | 0.062 | 140.61 | 86.796 | 115 | [6 empty] | 2.23 | 73 | 81 |  | ON_CS2_JCT |  | ON_CSS_JCT |  | circuit_id:281, owner:281, planning_rgn:None, num_of_circuits:None, current:None, line_segment_length_km:7, line_segment_length_mi:7, line_length_km:7, line_length_mi:7, voltage:7, reactance:24, smax:25, sum_ampacity:None, win_ampacity:None, sum_rating:None, win_rating:None, power_factor:None, win_capacity:23, starting_node_code:None, ending_node_name:281, ending_node_code:None, other_references:None, notes:None
576 | 11252 | D2L | ON | Ontario | HONI | 1 | ac | 4 | 2.469 | 140.61 | 86.796 | 115 | [6 empty] | 2.23 | 73 | 81 |  | ON_CSS_JCT |  | ON_TMG_DSS |  | circuit_id:281, owner:281, planning_rgn:None, num_of_circuits:None, current:None, line_segment_length_km:6, line_segment_length_mi:6, line_length_km:6, line_length_mi:6, voltage:6, reactance:24, smax:25, sum_ampacity:None, win_ampacity:None, sum_rating:None, win_rating:None, power_factor:None, win_capacity:23, starting_node_code:None, ending_node_name:281, ending_node_code:None, other_references:None, notes:None
577 | 11253 | D2L | ON | Ontario | HONI | 2 | ac | 11.7 | 7.222 | 140.61 | 86.796 | 115 | [6 empty] | 2.23 | 73 | 81 |  | ON_CS2_JCT |  | ON_HRL_JCT |  | circuit_id:281, owner:281, planning_rgn:None, num_of_circuits:None, current:None, line_segment_length_km:7, line_segment_length_mi:7, line_length_km:7, line_length_mi:7, voltage:7, reactance:24, smax:25, sum_ampacity:None, win_ampacity:None, sum_rating:None, win_rating:None, power_factor:None, win_capacity:23, starting_node_code:None, ending_node_name:281, ending_node_code:None, other_references:None, notes:None
578 | 11254 | D2L | ON | Ontario | HONI | 2 | ac | 0.1 | 0.062 | 140.61 | 86.796 | 115 | [6 empty] | 2.23 | 73 | 81 |  | ON_HRL_JCT |  | ON_HRL_DSS |  | circuit_id:281, owner:281, planning_rgn:None, num_of_circuits:None, current:None, line_segment_length_km:7, line_segment_length_mi:7, line_length_km:7, line_length_mi:7, voltage:7, reactance:24, smax:25, sum_ampacity:None, win_ampacity:None, sum_rating:None, win_rating:None, power_factor:None, win_capacity:23, starting_node_code:None, ending_node_name:281, ending_node_code:None, other_references:None, notes:None
579 | 11255 | D2L | ON | Ontario | HONI | 2 | ac | 26.8 | 16.543 | 140.61 | 86.796 | 115 | [6 empty] | 2.23 | 73 | 81 |  | ON_HRL_JCT |  | ON_MRV_JCT |  | circuit_id:281, owner:281, planning_rgn:None, num_of_circuits:None, current:None, line_segment_length_km:7, line_segment_length_mi:7, line_length_km:7, line_length_mi:7, voltage:7, reactance:24, smax:25, sum_ampacity:None, win_ampacity:None, sum_rating:None, win_rating:None, power_factor:None, win_capacity:23, starting_node_code:None, ending_node_name:281, ending_node_code:None, other_references:None, notes:None
580 | 11256 | D2L | ON | Ontario | HONI | 2 | ac | 34.32 | 21.185 | 140.61 | 86.796 | 115 | [6 empty] | 2.23 | 73 | 81 |  | ON_MRV_JCT |  | ON_D2L_JCT |  | circuit_id:281, owner:281, planning_rgn:None, num_of_circuits:None, current:None, line_segment_length_km:7, line_segment_length_mi:7, line_length_km:7, line_length_mi:7, voltage:7, reactance:24, smax:25, sum_ampacity:None, win_ampacity:None, sum_rating:None, win_rating:None, power_factor:None, win_capacity:23, starting_node_code:None, ending_node_name:281, ending_node_code:None, other_references:None, notes:None
581 | 11257 | D2L | ON | Ontario | HONI | 1 | ac | 0.05 | 0.031 | 140.61 | 86.796 | 115 | [6 empty] | 2.23 | 73 | 81 |  | ON_D2L_JCT |  | ON_CRY_SWS |  | circuit_id:281, owner:281, planning_rgn:None, num_of_circuits:None, current:None, line_segment_length_km:7, line_segment_length_mi:7, line_length_km:7, line_length_mi:7, voltage:7, reactance:24, smax:25, sum_ampacity:None, win_ampacity:None, sum_rating:None, win_rating:None, power_factor:None, win_capacity:23, starting_node_code:None, ending_node_name:281, ending_node_code:None, other_references:None, notes:None
582 | 11258 | D2M | ON | Ontario | HONI | 1 | ac | 95 | 58.642 | 180.1 | 111.173 | 230 | [6 empty] | 1.9 | 254 | 275 |  | ON_DEJ_TSS |  | ON_OTC_JCT |  | circuit_id:281, owner:281, planning_rgn:None, num_of_circuits:None, current:None, line_segment_length_km:6, line_segment_length_mi:6, line_length_km:6, line_length_mi:6, voltage:6, reactance:24, smax:25, sum_ampacity:None, win_ampacity:None, sum_rating:None, win_rating:None, power_factor:None, win_capacity:23, starting_node_code:None, ending_node_name:281, ending_node_code:None, other_references:None, notes:None
583 | 11259 | D2M | ON | Ontario | HONI | 1 | ac | 20 | 12.346 | 180.1 | 111.173 | 230 | [6 empty] | 1.9 | 254 | 275 |  | ON_OTC_JCT |  | ON_WLL_JCT |  | circuit_id:281, owner:281, planning_rgn:None, num_of_circuits:None, current:None, line_segment_length_km:6, line_segment_length_mi:6, line_length_km:6, line_length_mi:6, voltage:6, reactance:24, smax:25, sum_ampacity:None, win_ampacity:None, sum_rating:None, win_rating:None, power_factor:None, win_capacity:23, starting_node_code:None, ending_node_name:281, ending_node_code:None, other_references:None, notes:None
584 | 11260 | D2M | ON | Ontario | HONI | 1 | ac | 65 | 40.123 | 180.1 | 111.173 | 230 | [6 empty] | 1.9 | 254 | 275 |  | ON_OTC_JCT |  | ON_MND_DSS |  | circuit_id:281, owner:281, planning_rgn:None, num_of_circuits:None, current:None, line_segment_length_km:6, line_segment_length_mi:6, line_length_km:6, line_length_mi:6, voltage:6, reactance:24, smax:25, sum_ampacity:None, win_ampacity:None, sum_rating:None, win_rating:None, power_factor:None, win_capacity:23, starting_node_code:None, ending_node_name:281, ending_node_code:None, other_references:None, notes:None
585 | 11261 | D2M | ON | Ontario | HONI | 2 | ac | 0.1 | 0.062 | 180.1 | 111.173 | 230 | [6 empty] | 1.9 | 254 | 275 |  | ON_WLL_JCT |  | ON_WLL_DSS |  | circuit_id:281, owner:281, planning_rgn:None, num_of_circuits:None, current:None, line_segment_length_km:6, line_segment_length_mi:6, line_length_km:6, line_length_mi:6, voltage:6, reactance:24, smax:25, sum_ampacity:None, win_ampacity:None, sum_rating:None, win_rating:None, power_factor:None, win_capacity:23, starting_node_code:None, ending_node_name:281, ending_node_code:None, other_references:None, notes:None
586 | 11262 | D3A | ON | Ontario | HONI | 1 | ac | 1 | 0.617 | 28.1 | 17.346 | 115 | [6 empty] | 3 | 98 | 108 |  | ON_DEC_SWS |  | ON_HOO_JCT |  | circuit_id:281, owner:281, planning_rgn:None, num_of_circuits:None, current:None, line_segment_length_km:7, line_segment_length_mi:7, line_length_km:7, line_length_mi:7, voltage:7, reactance:24, smax:25, sum_ampacity:None, win_ampacity:None, sum_rating:None, win_rating:None, power_factor:None, win_capacity:23, starting_node_code:None, ending_node_name:281, ending_node_code:None, other_references:None, notes:None
587 | 11263 | D3A | ON | Ontario | HONI | 1 | ac | 3.5 | 2.16 | 28.1 | 17.346 | 115 | [6 empty] | 3 | 98 | 108 |  | ON_HOO_JCT |  | ON_STJ_JCT |  | circuit_id:281, owner:281, planning_rgn:None, num_of_circuits:None, current:None, line_segment_length_km:7, line_segment_length_mi:7, line_length_km:7, line_length_mi:7, voltage:7, reactance:24, smax:25, sum_ampacity:None, win_ampacity:None, sum_rating:None, win_rating:None, power_factor:None, win_capacity:23, starting_node_code:None, ending_node_name:281, ending_node_code:None, other_references:None, notes:None
588 | 11264 | D3A | ON | Ontario | HONI | 1 | ac | 5 | 3.086 | 28.1 | 17.346 | 115 | [6 empty] | 3 | 98 | 108 |  | ON_STJ_JCT |  | ON_GIB_JCT |  | circuit_id:281, owner:281, planning_rgn:None, num_of_circuits:None, current:None, line_segment_length_km:7, line_segment_length_mi:7, line_length_km:7, line_length_mi:7, voltage:7, reactance:24, smax:25, sum_ampacity:None, win_ampacity:None, sum_rating:None, win_rating:None, power_factor:None, win_capacity:23, starting_node_code:None, ending_node_name:281, ending_node_code:None, other_references:None, notes:None
589 | 11265 | D3A | ON | Ontario | HONI | 1 | ac | 2 | 1.235 | 28.1 | 17.346 | 115 | [6 empty] | 3 | 98 | 108 |  | ON_GIB_JCT |  | ON_THL_DSS |  | circuit_id:281, owner:281, planning_rgn:None, num_of_circuits:None, current:None, line_segment_length_km:7, line_segment_length_mi:7, line_length_km:7, line_length_mi:7, voltage:7, reactance:24, smax:25, sum_ampacity:None, win_ampacity:None, sum_rating:None, win_rating:None, power_factor:None, win_capacity:23, starting_node_code:None, ending_node_name:281, ending_node_code:None, other_references:None, notes:None
590 | 11266 | D3A | ON | Ontario | HONI | 1 | ac | 2 | 1.235 | 28.1 | 17.346 | 115 | [6 empty] | 3 | 98 | 108 |  | ON_GIB_JCT |  | ON_FBR_JCT |  | circuit_id:281, owner:281, planning_rgn:None, num_of_circuits:None, current:None, line_segment_length_km:7, line_segment_length_mi:7, line_length_km:7, line_length_mi:7, voltage:7, reactance:24, smax:25, sum_ampacity:None, win_ampacity:None, sum_rating:None, win_rating:None, power_factor:None, win_capacity:23, starting_node_code:None, ending_node_name:281, ending_node_code:None, other_references:None, notes:None
591 | 11267 | D3A | ON | Ontario | HONI | 1 | ac | 3.5 | 2.16 | 28.1 | 17.346 | 115 | [6 empty] | 3 | 98 | 108 |  | ON_FBR_JCT |  | ON_ALL_TSS |  | circuit_id:281, owner:281, planning_rgn:None, num_of_circuits:None, current:None, line_segment_length_km:7, line_segment_length_mi:7, line_length_km:7, line_length_mi:7, voltage:7, reactance:24, smax:25, sum_ampacity:None, win_ampacity:None, sum_rating:None, win_rating:None, power_factor:None, win_capacity:23, starting_node_code:None, ending_node_name:281, ending_node_code:None, other_references:None, notes:None
592 | 11268 | D3A | ON | Ontario | HONI | 1 | ac | 8 | 4.938 | 28.1 | 17.346 | 115 | [6 empty] | 3 | 98 | 108 |  | ON_ALL_TSS |  | ON_MIC_JCT |  | circuit_id:281, owner:281, planning_rgn:None, num_of_circuits:None, current:None, line_segment_length_km:7, line_segment_length_mi:7, line_length_km:7, line_length_mi:7, voltage:7, reactance:24, smax:25, sum_ampacity:None, win_ampacity:None, sum_rating:None, win_rating:None, power_factor:None, win_capacity:23, starting_node_code:None, ending_node_name:281, ending_node_code:None, other_references:None, notes:None
593 | 11269 | D3A | ON | Ontario | HONI | 1 | ac | 3 | 1.852 | 28.1 | 17.346 | 115 | [6 empty] | 3 | 98 | 108 |  | ON_MIC_JCT |  | ON_ASW_JCT |  | circuit_id:281, owner:281, planning_rgn:None, num_of_circuits:None, current:None, line_segment_length_km:7, line_segment_length_mi:7, line_length_km:7, line_length_mi:7, voltage:7, reactance:24, smax:25, sum_ampacity:None, win_ampacity:None, sum_rating:None, win_rating:None, power_factor:None, win_capacity:23, starting_node_code:None, ending_node_name:281, ending_node_code:None, other_references:None, notes:None
594 | 11270 | D3A | ON | Ontario | HONI | 2 | ac | 0.1 | 0.062 | 28.1 | 17.346 | 115 | [6 empty] | 3 | 98 | 108 |  | ON_ASW_JCT |  | ON_ASW_ISS |  | circuit_id:281, owner:281, planning_rgn:None, num_of_circuits:None, current:None, line_segment_length_km:7, line_segment_length_mi:7, line_length_km:7, line_length_mi:7, voltage:7, reactance:24, smax:25, sum_ampacity:None, win_ampacity:None, sum_rating:None, win_rating:None, power_factor:None, win_capacity:23, starting_node_code:None, ending_node_name:281, ending_node_code:None, other_references:None, notes:None
595 | 11271 | D3H | ON | Ontario | HONI | 1 | ac | 0.1 | 0.062 | 120.3 | 74.259 | 115 | [6 empty] | 2.48 | 81 | 89 |  | ON_PIN_TSS |  | ON_PI2_JCT |  | circuit_id:281, owner:281, planning_rgn:None, num_of_circuits:None, current:None, line_segment_length_km:6, line_segment_length_mi:6, line_length_km:6, line_length_mi:6, voltage:6, reactance:24, smax:25, sum_ampacity:None, win_ampacity:None, sum_rating:None, win_rating:None, power_factor:None, win_capacity:23, starting_node_code:None, ending_node_name:281, ending_node_code:None, other_references:None, notes:None
596 | 11272 | D3H | ON | Ontario | HONI | 2 | ac | 10 | 6.173 | 120.3 | 74.259 | 115 | [6 empty] | 2.48 | 81 | 89 |  | ON_PI2_JCT |  | ON_H63_JCT |  | circuit_id:281, owner:281, planning_rgn:None, num_of_circuits:None, current:None, line_segment_length_km:6, line_segment_length_mi:6, line_length_km:6, line_length_mi:6, voltage:6, reactance:24, smax:25, sum_ampacity:None, win_ampacity:None, sum_rating:None, win_rating:None, power_factor:None, win_capacity:23, starting_node_code:None, ending_node_name:281, ending_node_code:None, other_references:None, notes:None
597 | 11273 | D3H | ON | Ontario | HONI | 2 | ac | 40 | 24.691 | 120.3 | 74.259 | 115 | [6 empty] | 2.48 | 81 | 89 |  | ON_H63_JCT |  | ON_ISF_JCT |  | circuit_id:281, owner:281, planning_rgn:None, num_of_circuits:None, current:None, line_segment_length_km:6, line_segment_length_mi:6, line_length_km:6, line_length_mi:6, voltage:6, reactance:24, smax:25, sum_ampacity:None, win_ampacity:None, sum_rating:None, win_rating:None, power_factor:None, win_capacity:23, starting_node_code:None, ending_node_name:281, ending_node_code:None, other_references:None, notes:None
598 | 11274 | D3H | ON | Ontario | HONI | 1 | ac | 0.1 | 0.062 | 120.3 | 74.259 | 115 | [6 empty] | 2.48 | 81 | 89 |  | ON_ISF_JCT |  | ON_ISF_GSS |  | circuit_id:281, owner:281, planning_rgn:None, num_of_circuits:None, current:None, line_segment_length_km:6, line_segment_length_mi:6, line_length_km:6, line_length_mi:6, voltage:6, reactance:24, smax:25, sum_ampacity:None, win_ampacity:None, sum_rating:None, win_rating:None, power_factor:None, win_capacity:23, starting_node_code:None, ending_node_name:281, ending_node_code:None, other_references:None, notes:None
599 | 11275 | D3H | ON | Ontario | HONI | 2 | ac | 50 | 30.864 | 120.3 | 74.259 | 115 | [6 empty] | 2.48 | 81 | 89 |  | ON_ISF_JCT |  | ON_GWP_JCT |  | circuit_id:281, owner:281, planning_rgn:None, num_of_circuits:None, current:None, line_segment_length_km:6, line_segment_length_mi:6, line_length_km:6, line_length_mi:6, voltage:6, reactance:24, smax:25, sum_ampacity:None, win_ampacity:None, sum_rating:None, win_rating:None, power_factor:None, win_capacity:23, starting_node_code:None, ending_node_name:281, ending_node_code:None, other_references:None, notes:None
600 | 11276 | D3H | ON | Ontario | HONI | 2 | ac | 10 | 6.173 | 120.3 | 74.259 | 115 | [6 empty] | 2.48 | 81 | 89 |  | ON_GWP_JCT |  | ON_CLD_JCT |  | circuit_id:281, owner:281, planning_rgn:None, num_of_circuits:None, current:None, line_segment_length_km:6, line_segment_length_mi:6, line_length_km:6, line_length_mi:6, voltage:6, reactance:24, smax:25, sum_ampacity:None, win_ampacity:None, sum_rating:None, win_rating:None, power_factor:None, win_capacity:23, starting_node_code:None, ending_node_name:281, ending_node_code:None, other_references:None, notes:None
601 | 11277 | D3H | ON | Ontario | HONI | 2 | ac | 10 | 6.173 | 120.3 | 74.259 | 115 | [6 empty] | 2.48 | 81 | 89 |  | ON_CLD_JCT |  | ON_HTA_JCT |  | circuit_id:281, owner:281, planning_rgn:None, num_of_circuits:None, current:None, line_segment_length_km:6, line_segment_length_mi:6, line_length_km:6, line_length_mi:6, voltage:6, reactance:24, smax:25, sum_ampacity:None, win_ampacity:None, sum_rating:None, win_rating:None, power_factor:None, win_capacity:23, starting_node_code:None, ending_node_name:281, ending_node_code:None, other_references:None, notes:None
602 | 11278 | D3H | ON | Ontario | HONI | 1 | ac | 0.1 | 0.062 | 120.3 | 74.259 | 115 | [6 empty] | 2.48 | 81 | 89 |  | ON_HTA_JCT |  | ON_HTA_SWS |  | circuit_id:281, owner:281, planning_rgn:None, num_of_circuits:None, current:None, line_segment_length_km:6, line_segment_length_mi:6, line_length_km:6, line_length_mi:6, voltage:6, reactance:24, smax:25, sum_ampacity:None, win_ampacity:None, sum_rating:None, win_rating:None, power_factor:None, win_capacity:23, starting_node_code:None, ending_node_name:281, ending_node_code:None, other_references:None, notes:None
603 | 11279 | D3K | ON | Ontario | HONI | 1 | ac | 5 | 3.086 | 94.5 | 58.333 | 115 | [6 empty] | 2.9 | 95 | 105 |  | ON_DAN_JCT |  | ON_NOT_ISS |  | circuit_id:281, owner:281, planning_rgn:None, num_of_circuits:None, current:None, line_segment_length_km:6, line_segment_length_mi:6, line_length_km:6, line_length_mi:6, voltage:6, reactance:24, smax:25, sum_ampacity:None, win_ampacity:None, sum_rating:None, win_rating:None, power_factor:None, win_capacity:23, starting_node_code:None, ending_node_name:281, ending_node_code:None, other_references:None, notes:None
604 | 11280 | D3K | ON | Ontario | HONI | 1 | ac | 60 | 37.037 | 94.5 | 58.333 | 115 | [6 empty] | 2.9 | 95 | 105 |  | ON_DAN_JCT |  | ON_NIN_JCT |  | circuit_id:281, owner:281, planning_rgn:None, num_of_circuits:None, current:None, line_segment_length_km:6, line_segment_length_mi:6, line_length_km:6, line_length_mi:6, voltage:6, reactance:24, smax:25, sum_ampacity:None, win_ampacity:None, sum_rating:None, win_rating:None, power_factor:None, win_capacity:23, starting_node_code:None, ending_node_name:281, ending_node_code:None, other_references:None, notes:None
605 | 11281 | D3K | ON | Ontario | HONI | 1 | ac | 10 | 6.173 | 94.5 | 58.333 | 115 | [6 empty] | 2.9 | 95 | 105 |  | ON_GLS_JCT |  | ON_DAN_JCT |  | circuit_id:281, owner:281, planning_rgn:None, num_of_circuits:None, current:None, line_segment_length_km:6, line_segment_length_mi:6, line_length_km:6, line_length_mi:6, voltage:6, reactance:24, smax:25, sum_ampacity:None, win_ampacity:None, sum_rating:None, win_rating:None, power_factor:None, win_capacity:23, starting_node_code:None, ending_node_name:281, ending_node_code:None, other_references:None, notes:None
606 | 11282 | D3K | ON | Ontario | HONI | 1 | ac | 5 | 3.086 | 94.5 | 58.333 | 115 | [6 empty] | 2.9 | 95 | 105 |  | ON_KLL_DSS |  | ON_GLS_JCT |  | circuit_id:281, owner:281, planning_rgn:None, num_of_circuits:None, current:None, line_segment_length_km:6, line_segment_length_mi:6, line_length_km:6, line_length_mi:6, voltage:6, reactance:24, smax:25, sum_ampacity:None, win_ampacity:None, sum_rating:None, win_rating:None, power_factor:None, win_capacity:23, starting_node_code:None, ending_node_name:281, ending_node_code:None, other_references:None, notes:None
607 | 11283 | D3K | ON | Ontario | HONI | 1 | ac | 14.5 | 8.951 | 94.5 | 58.333 | 115 | [6 empty] | 2.9 | 95 | 105 |  | ON_NIN_JCT |  | ON_DYM_DSS |  | circuit_id:281, owner:281, planning_rgn:None, num_of_circuits:None, current:None, line_segment_length_km:7, line_segment_length_mi:7, line_length_km:7, line_length_mi:7, voltage:7, reactance:24, smax:25, sum_ampacity:None, win_ampacity:None, sum_rating:None, win_rating:None, power_factor:None, win_capacity:23, starting_node_code:None, ending_node_name:281, ending_node_code:None, other_references:None, notes:None
608 | 11284 | D3M | ON | Ontario | HONI | 1 | ac | 160 | 98.765 | 160 | 98.765 | 230 | [6 empty] | 2.05 | 275 | 297 |  | ON_DEJ_TSS |  | ON_MND_DSS |  | circuit_id:281, owner:281, planning_rgn:None, num_of_circuits:None, current:None, line_segment_length_km:6, line_segment_length_mi:6, line_length_km:6, line_length_mi:6, voltage:6, reactance:24, smax:25, sum_ampacity:None, win_ampacity:None, sum_rating:None, win_rating:None, power_factor:None, win_capacity:23, starting_node_code:None, ending_node_name:281, ending_node_code:None, other_references:None, notes:None
609 | 11285 | D4 | ON | Ontario | HONI | 2 | ac | 0.1 | 0.062 | 0.2 | 0.123 | 115 | [6 empty] | 3 | 98 | 108 |  | ON_PI2_JCT |  | ON_ABC_GSS |  | circuit_id:281, owner:281, planning_rgn:None, num_of_circuits:None, current:None, line_segment_length_km:6, line_segment_length_mi:6, line_length_km:6, line_length_mi:6, voltage:6, reactance:24, smax:25, sum_ampacity:None, win_ampacity:None, sum_rating:None, win_rating:None, power_factor:None, win_capacity:23, starting_node_code:None, ending_node_name:281, ending_node_code:None, other_references:None, notes:None
610 | 11286 | D4 | ON | Ontario | HONI | 1 | ac | 0.1 | 0.062 | 0.2 | 0.123 | 115 | [6 empty] | 3 | 98 | 108 |  | ON_PIN_TSS |  | ON_PI2_JCT |  | circuit_id:281, owner:281, planning_rgn:None, num_of_circuits:None, current:None, line_segment_length_km:6, line_segment_length_mi:6, line_length_km:6, line_length_mi:6, voltage:6, reactance:24, smax:25, sum_ampacity:None, win_ampacity:None, sum_rating:None, win_rating:None, power_factor:None, win_capacity:23, starting_node_code:None, ending_node_name:281, ending_node_code:None, other_references:None, notes:None
611 | 11287 | D4M | ON | Ontario | HONI | 1 | ac | 95 | 58.642 | 160 | 98.765 | 230 | [6 empty] | 2.05 | 275 | 297 |  | ON_DEJ_TSS |  | ON_OTC_JCT |  | circuit_id:281, owner:281, planning_rgn:None, num_of_circuits:None, current:None, line_segment_length_km:6, line_segment_length_mi:6, line_length_km:6, line_length_mi:6, voltage:6, reactance:24, smax:25, sum_ampacity:None, win_ampacity:None, sum_rating:None, win_rating:None, power_factor:None, win_capacity:23, starting_node_code:None, ending_node_name:281, ending_node_code:None, other_references:None, notes:None
612 | 11288 | D4M | ON | Ontario | HONI | 1 | ac | 65 | 40.123 | 160 | 98.765 | 230 | [6 empty] | 2.05 | 275 | 297 |  | ON_OTC_JCT |  | ON_MND_DSS |  | circuit_id:281, owner:281, planning_rgn:None, num_of_circuits:None, current:None, line_segment_length_km:6, line_segment_length_mi:6, line_length_km:6, line_length_mi:6, voltage:6, reactance:24, smax:25, sum_ampacity:None, win_ampacity:None, sum_rating:None, win_rating:None, power_factor:None, win_capacity:23, starting_node_code:None, ending_node_name:281, ending_node_code:None, other_references:None, notes:None
613 | 11289 | D4W | ON | Ontario | HONI | 1 | ac | 12.1 | 7.469 | 79.1 | 48.827 | 230 | [6 empty] | 3 | 402 | 435 |  | ON_DET_TSS |  | ON_KJ9_JCT |  | circuit_id:281, owner:281, planning_rgn:None, num_of_circuits:None, current:None, line_segment_length_km:7, line_segment_length_mi:7, line_length_km:7, line_length_mi:7, voltage:7, reactance:24, smax:25, sum_ampacity:None, win_ampacity:None, sum_rating:None, win_rating:None, power_factor:None, win_capacity:23, starting_node_code:None, ending_node_name:281, ending_node_code:None, other_references:None, notes:None
614 | 11290 | D4W | ON | Ontario | HONI | 1 | ac | 0.1 | 0.062 | 79.1 | 48.827 | 230 | [6 empty] | 3 | 402 | 435 |  | ON_KJ9_JCT |  | ON_KM9_DSS |  | circuit_id:281, owner:281, planning_rgn:None, num_of_circuits:None, current:None, line_segment_length_km:7, line_segment_length_mi:7, line_length_km:7, line_length_mi:7, voltage:7, reactance:24, smax:25, sum_ampacity:None, win_ampacity:None, sum_rating:None, win_rating:None, power_factor:None, win_capacity:23, starting_node_code:None, ending_node_name:281, ending_node_code:None, other_references:None, notes:None
615 | 11291 | D4W | ON | Ontario | HONI | 1 | ac | 66.9 | 41.296 | 79.1 | 48.827 | 230 | [6 empty] | 3 | 402 | 435 |  | ON_KJ9_JCT |  | ON_BUC_DSS |  | circuit_id:281, owner:281, planning_rgn:None, num_of_circuits:None, current:None, line_segment_length_km:7, line_segment_length_mi:7, line_length_km:7, line_length_mi:7, voltage:7, reactance:24, smax:25, sum_ampacity:None, win_ampacity:None, sum_rating:None, win_rating:None, power_factor:None, win_capacity:23, starting_node_code:None, ending_node_name:281, ending_node_code:None, other_references:None, notes:None
616 | 11292 | D4Z | ON | Ontario | HONI | 1 | ac | 14.5 | 8.951 | 30 | 18.519 | 115 | [6 empty] | 3 | 98 | 108 |  | ON_DYM_DSS |  | ON_NIN_JCT |  | circuit_id:281, owner:281, planning_rgn:None, num_of_circuits:None, current:None, line_segment_length_km:7, line_segment_length_mi:7, line_length_km:7, line_length_mi:7, voltage:7, reactance:24, smax:25, sum_ampacity:None, win_ampacity:None, sum_rating:None, win_rating:None, power_factor:None, win_capacity:23, starting_node_code:None, ending_node_name:281, ending_node_code:None, other_references:None, notes:None
617 | 11293 | D4Z | ON | Ontario | HONI | 1 | ac | 15.5 | 9.568 | 30 | 18.519 | 115 | [6 empty] | 3 | 98 | 108 |  | ON_NIN_JCT |  | PP_ONQC7_IPT |  | circuit_id:281, owner:281, planning_rgn:None, num_of_circuits:None, current:None, line_segment_length_km:7, line_segment_length_mi:7, line_length_km:7, line_length_mi:7, voltage:7, reactance:24, smax:25, sum_ampacity:None, win_ampacity:None, sum_rating:None, win_rating:None, power_factor:None, win_capacity:23, starting_node_code:None, ending_node_name:281, ending_node_code:None, other_references:None, notes:None
618 | 11294 | D501P | ON | Ontario | HONI | 1 | ac | 220 | 135.802 | 220 | 135.802 | 500 | [6 empty] | 1.66 | 1413 | 1787 |  | ON_PIN_TSS |  | ON_PCP_TSS |  | circuit_id:281, owner:281, planning_rgn:None, num_of_circuits:None, current:None, line_segment_length_km:6, line_segment_length_mi:6, line_length_km:6, line_length_mi:6, voltage:6, reactance:24, smax:25, sum_ampacity:None, win_ampacity:None, sum_rating:None, win_rating:None, power_factor:None, win_capacity:23, starting_node_code:None, ending_node_name:281, ending_node_code:None, other_references:None, notes:None
619 | 11295 | D5A | ON | Ontario | HONI | 1 | ac | 11 | 6.79 | 99.7 | 61.543 | 230 | [6 empty] | 2.8 | 375 | 406 |  | ON_HWT_TSS |  | ON_OR2_JCT |  | circuit_id:281, owner:281, planning_rgn:None, num_of_circuits:None, current:None, line_segment_length_km:7, line_segment_length_mi:7, line_length_km:7, line_length_mi:7, voltage:7, reactance:24, smax:25, sum_ampacity:None, win_ampacity:None, sum_rating:None, win_rating:None, power_factor:None, win_capacity:23, starting_node_code:None, ending_node_name:281, ending_node_code:None, other_references:None, notes:None
620 | 11296 | D5A | ON | Ontario | HONI | 1 | ac | 0.1 | 0.062 | 99.7 | 61.543 | 230 | [6 empty] | 2.8 | 375 | 406 |  | ON_OR2_JCT |  | ON_ORL_DSS |  | circuit_id:281, owner:281, planning_rgn:None, num_of_circuits:None, current:None, line_segment_length_km:7, line_segment_length_mi:7, line_length_km:7, line_length_mi:7, voltage:7, reactance:24, smax:25, sum_ampacity:None, win_ampacity:None, sum_rating:None, win_rating:None, power_factor:None, win_capacity:23, starting_node_code:None, ending_node_name:281, ending_node_code:None, other_references:None, notes:None
621 | 11297 | D5A | ON | Ontario | HONI | 1 | ac | 6.5 | 4.012 | 99.7 | 61.543 | 230 | [6 empty] | 2.8 | 375 | 406 |  | ON_OR2_JCT |  | ON_CUM_JCT |  | circuit_id:281, owner:281, planning_rgn:None, num_of_circuits:None, current:None, line_segment_length_km:7, line_segment_length_mi:7, line_length_km:7, line_length_mi:7, voltage:7, reactance:24, smax:25, sum_ampacity:None, win_ampacity:None, sum_rating:None, win_rating:None, power_factor:None, win_capacity:23, starting_node_code:None, ending_node_name:281, ending_node_code:None, other_references:None, notes:None
622 | 11298 | D5A | ON | Ontario | HONI | 1 | ac | 3 | 1.852 | 99.7 | 61.543 | 230 | [6 empty] | 2.8 | 375 | 406 |  | ON_CUM_JCT |  | PP_ONQC3_IPT |  | circuit_id:281, owner:281, planning_rgn:None, num_of_circuits:None, current:None, line_segment_length_km:7, line_segment_length_mi:7, line_length_km:7, line_length_mi:7, voltage:7, reactance:24, smax:25, sum_ampacity:None, win_ampacity:None, sum_rating:None, win_rating:None, power_factor:None, win_capacity:23, starting_node_code:None, ending_node_name:281, ending_node_code:None, other_references:None, notes:None
623 | 11299 | D5A | ON | Ontario | HONI | 1 | ac | 47.3 | 29.198 | 99.7 | 61.543 | 230 | [6 empty] | 2.8 | 375 | 406 |  | ON_CUM_JCT |  | ON_STI_DSS |  | circuit_id:281, owner:281, planning_rgn:None, num_of_circuits:None, current:None, line_segment_length_km:7, line_segment_length_mi:7, line_length_km:7, line_length_mi:7, voltage:7, reactance:24, smax:25, sum_ampacity:None, win_ampacity:None, sum_rating:None, win_rating:None, power_factor:None, win_capacity:23, starting_node_code:None, ending_node_name:281, ending_node_code:None, other_references:None, notes:None
624 | 11300 | D5A | ON | Ontario | HONI | 1 | ac | 30.7 | 18.951 | 99.7 | 61.543 | 230 | [6 empty] | 2.8 | 375 | 406 |  | ON_STI_DSS |  | ON_LGU_JCT |  | circuit_id:281, owner:281, planning_rgn:None, num_of_circuits:None, current:None, line_segment_length_km:7, line_segment_length_mi:7, line_length_km:7, line_length_mi:7, voltage:7, reactance:24, smax:25, sum_ampacity:None, win_ampacity:None, sum_rating:None, win_rating:None, power_factor:None, win_capacity:23, starting_node_code:None, ending_node_name:281, ending_node_code:None, other_references:None, notes:None
625 | 11301 | D5A | ON | Ontario | HONI | 1 | ac | 0.1 | 0.062 | 99.7 | 61.543 | 230 | [6 empty] | 2.8 | 375 | 406 |  | ON_LGU_JCT |  | ON_LGU_DSS |  | circuit_id:281, owner:281, planning_rgn:None, num_of_circuits:None, current:None, line_segment_length_km:7, line_segment_length_mi:7, line_length_km:7, line_length_mi:7, voltage:7, reactance:24, smax:25, sum_ampacity:None, win_ampacity:None, sum_rating:None, win_rating:None, power_factor:None, win_capacity:23, starting_node_code:None, ending_node_name:281, ending_node_code:None, other_references:None, notes:None
626 | 11302 | D5A | ON | Ontario | HONI | 1 | ac | 1 | 0.617 | 99.7 | 61.543 | 230 | [6 empty] | 2.8 | 375 | 406 |  | ON_LGU_JCT |  | ON_IVO_ISS |  | circuit_id:281, owner:281, planning_rgn:None, num_of_circuits:None, current:None, line_segment_length_km:7, line_segment_length_mi:7, line_length_km:7, line_length_mi:7, voltage:7, reactance:24, smax:25, sum_ampacity:None, win_ampacity:None, sum_rating:None, win_rating:None, power_factor:None, win_capacity:23, starting_node_code:None, ending_node_name:281, ending_node_code:None, other_references:None, notes:None
627 | 11303 | D5D | ON | Ontario | HONI | 1 | ac | 20 | 12.346 | 20.1 | 12.407 | 115 | [6 empty] | 3 | 98 | 108 |  | ON_DRY_JCT |  | ON_DTD_ISS |  | circuit_id:281, owner:281, planning_rgn:None, num_of_circuits:None, current:None, line_segment_length_km:6, line_segment_length_mi:6, line_length_km:6, line_length_mi:6, voltage:6, reactance:24, smax:25, sum_ampacity:None, win_ampacity:None, sum_rating:None, win_rating:None, power_factor:None, win_capacity:23, starting_node_code:None, ending_node_name:281, ending_node_code:None, other_references:None, notes:None
628 | 11304 | D5D | ON | Ontario | HONI | 1 | ac | 0.1 | 0.062 | 20.1 | 12.407 | 115 | [6 empty] | 3 | 98 | 108 |  | ON_DRY_TSS |  | ON_DRY_JCT |  | circuit_id:281, owner:281, planning_rgn:None, num_of_circuits:None, current:None, line_segment_length_km:6, line_segment_length_mi:6, line_length_km:6, line_length_mi:6, voltage:6, reactance:24, smax:25, sum_ampacity:None, win_ampacity:None, sum_rating:None, win_rating:None, power_factor:None, win_capacity:23, starting_node_code:None, ending_node_name:281, ending_node_code:None, other_references:None, notes:None
629 | 11305 | D5H | ON | Ontario | HONI | 1 | ac | 90 | 55.556 | 90 | 55.556 | 230 | [6 empty] | 3 | 402 | 435 |  | ON_DEJ_TSS |  | ON_OTH_DSS |  | circuit_id:281, owner:281, planning_rgn:None, num_of_circuits:None, current:None, line_segment_length_km:6, line_segment_length_mi:6, line_length_km:6, line_length_mi:6, voltage:6, reactance:24, smax:25, sum_ampacity:None, win_ampacity:None, sum_rating:None, win_rating:None, power_factor:None, win_capacity:23, starting_node_code:None, ending_node_name:281, ending_node_code:None, other_references:None, notes:None
630 | 11306 | D5W | ON | Ontario | HONI | 1 | ac | 12.1 | 7.469 | 79.1 | 48.827 | 230 | [6 empty] | 3 | 402 | 435 |  | ON_DET_TSS |  | ON_KJ9_JCT |  | circuit_id:281, owner:281, planning_rgn:None, num_of_circuits:None, current:None, line_segment_length_km:7, line_segment_length_mi:7, line_length_km:7, line_length_mi:7, voltage:7, reactance:24, smax:25, sum_ampacity:None, win_ampacity:None, sum_rating:None, win_rating:None, power_factor:None, win_capacity:23, starting_node_code:None, ending_node_name:281, ending_node_code:None, other_references:None, notes:None
631 | 11307 | D5W | ON | Ontario | HONI | 1 | ac | 0.1 | 0.062 | 79.1 | 48.827 | 230 | [6 empty] | 3 | 402 | 435 |  | ON_KJ9_JCT |  | ON_KM9_DSS |  | circuit_id:281, owner:281, planning_rgn:None, num_of_circuits:None, current:None, line_segment_length_km:7, line_segment_length_mi:7, line_length_km:7, line_length_mi:7, voltage:7, reactance:24, smax:25, sum_ampacity:None, win_ampacity:None, sum_rating:None, win_rating:None, power_factor:None, win_capacity:23, starting_node_code:None, ending_node_name:281, ending_node_code:None, other_references:None, notes:None
632 | 11308 | D5W | ON | Ontario | HONI | 1 | ac | 66.9 | 41.296 | 79.1 | 48.827 | 230 | [6 empty] | 3 | 402 | 435 |  | ON_KJ9_JCT |  | ON_BUC_DSS |  | circuit_id:281, owner:281, planning_rgn:None, num_of_circuits:None, current:None, line_segment_length_km:7, line_segment_length_mi:7, line_length_km:7, line_length_mi:7, voltage:7, reactance:24, smax:25, sum_ampacity:None, win_ampacity:None, sum_rating:None, win_rating:None, power_factor:None, win_capacity:23, starting_node_code:None, ending_node_name:281, ending_node_code:None, other_references:None, notes:None
633 | 11309 | D6 | ON | Ontario | HONI | 1 | ac | 43 | 26.543 | 97.8 | 60.37 | 230 | [6 empty] | 2.84 | 380 | 411 |  | ON_CKR_ISS |  | ON_PET_JCT |  | circuit_id:281, owner:281, planning_rgn:None, num_of_circuits:None, current:None, line_segment_length_km:7, line_segment_length_mi:7, line_length_km:7, line_length_mi:7, voltage:7, reactance:24, smax:25, sum_ampacity:None, win_ampacity:None, sum_rating:None, win_rating:None, power_factor:None, win_capacity:23, starting_node_code:None, ending_node_name:281, ending_node_code:None, other_references:None, notes:None
634 | 11310 | D6 | ON | Ontario | HONI | 1 | ac | 0.1 | 0.062 | 97.8 | 60.37 | 230 | [6 empty] | 2.84 | 380 | 411 |  | ON_CRG_JCT |  | ON_CRG_DSS |  | circuit_id:281, owner:281, planning_rgn:None, num_of_circuits:None, current:None, line_segment_length_km:7, line_segment_length_mi:7, line_length_km:7, line_length_mi:7, voltage:7, reactance:24, smax:25, sum_ampacity:None, win_ampacity:None, sum_rating:None, win_rating:None, power_factor:None, win_capacity:23, starting_node_code:None, ending_node_name:281, ending_node_code:None, other_references:None, notes:None
635 | 11311 | D6 | ON | Ontario | HONI | 1 | ac | 2 | 1.235 | 97.8 | 60.37 | 230 | [6 empty] | 2.84 | 380 | 411 |  | ON_CRG_JCT |  | ON_PET_DSS |  | circuit_id:281, owner:281, planning_rgn:None, num_of_circuits:None, current:None, line_segment_length_km:7, line_segment_length_mi:7, line_length_km:7, line_length_mi:7, voltage:7, reactance:24, smax:25, sum_ampacity:None, win_ampacity:None, sum_rating:None, win_rating:None, power_factor:None, win_capacity:23, starting_node_code:None, ending_node_name:281, ending_node_code:None, other_references:None, notes:None
636 | 11312 | D6 | ON | Ontario | HONI | 1 | ac | 12 | 7.407 | 97.8 | 60.37 | 230 | [6 empty] | 2.84 | 380 | 411 |  | ON_DPR_DSS |  | ON_CKR_ISS |  | circuit_id:281, owner:281, planning_rgn:None, num_of_circuits:None, current:None, line_segment_length_km:7, line_segment_length_mi:7, line_length_km:7, line_length_mi:7, voltage:7, reactance:24, smax:25, sum_ampacity:None, win_ampacity:None, sum_rating:None, win_rating:None, power_factor:None, win_capacity:23, starting_node_code:None, ending_node_name:281, ending_node_code:None, other_references:None, notes:None
637 | 11313 | D6 | ON | Ontario | HONI | 2 | ac | 0.1 | 0.062 | 97.8 | 60.37 | 230 | [6 empty] | 2.84 | 380 | 411 |  | ON_DEJ_JCT |  | ON_DEJ_DSS |  | circuit_id:281, owner:281, planning_rgn:None, num_of_circuits:None, current:None, line_segment_length_km:7, line_segment_length_mi:7, line_length_km:7, line_length_mi:7, voltage:7, reactance:24, smax:25, sum_ampacity:None, win_ampacity:None, sum_rating:None, win_rating:None, power_factor:None, win_capacity:23, starting_node_code:None, ending_node_name:281, ending_node_code:None, other_references:None, notes:None
638 | 11314 | D6 | ON | Ontario | HONI | 1 | ac | 3 | 1.852 | 97.8 | 60.37 | 230 | [6 empty] | 2.84 | 380 | 411 |  | ON_DEJ_JCT |  | ON_TEE_JCT |  | circuit_id:281, owner:281, planning_rgn:None, num_of_circuits:None, current:None, line_segment_length_km:7, line_segment_length_mi:7, line_length_km:7, line_length_mi:7, voltage:7, reactance:24, smax:25, sum_ampacity:None, win_ampacity:None, sum_rating:None, win_rating:None, power_factor:None, win_capacity:23, starting_node_code:None, ending_node_name:281, ending_node_code:None, other_references:None, notes:None
639 | 11315 | D6 | ON | Ontario | HONI | 1 | ac | 0.1 | 0.062 | 97.8 | 60.37 | 230 | [6 empty] | 2.84 | 380 | 411 |  | ON_FRL_JCT |  | ON_FRL_DSS |  | circuit_id:281, owner:281, planning_rgn:None, num_of_circuits:None, current:None, line_segment_length_km:7, line_segment_length_mi:7, line_length_km:7, line_length_mi:7, voltage:7, reactance:24, smax:25, sum_ampacity:None, win_ampacity:None, sum_rating:None, win_rating:None, power_factor:None, win_capacity:23, starting_node_code:None, ending_node_name:281, ending_node_code:None, other_references:None, notes:None
640 | 11316 | D6 | ON | Ontario | HONI | 1 | ac | 9 | 5.556 | 97.8 | 60.37 | 230 | [6 empty] | 2.84 | 380 | 411 |  | ON_FRL_JCT |  | ON_PEM_DSS |  | circuit_id:281, owner:281, planning_rgn:None, num_of_circuits:None, current:None, line_segment_length_km:7, line_segment_length_mi:7, line_length_km:7, line_length_mi:7, voltage:7, reactance:24, smax:25, sum_ampacity:None, win_ampacity:None, sum_rating:None, win_rating:None, power_factor:None, win_capacity:23, starting_node_code:None, ending_node_name:281, ending_node_code:None, other_references:None, notes:None
641 | 11317 | D6 | ON | Ontario | HONI | 1 | ac | 5 | 3.086 | 97.8 | 60.37 | 230 | [6 empty] | 2.84 | 380 | 411 |  | ON_PET_JCT |  | ON_CRG_JCT |  | circuit_id:281, owner:281, planning_rgn:None, num_of_circuits:None, current:None, line_segment_length_km:7, line_segment_length_mi:7, line_length_km:7, line_length_mi:7, voltage:7, reactance:24, smax:25, sum_ampacity:None, win_ampacity:None, sum_rating:None, win_rating:None, power_factor:None, win_capacity:23, starting_node_code:None, ending_node_name:281, ending_node_code:None, other_references:None, notes:None
642 | 11318 | D6 | ON | Ontario | HONI | 1 | ac | 5 | 3.086 | 97.8 | 60.37 | 230 | [6 empty] | 2.84 | 380 | 411 |  | ON_PET_JCT |  | ON_FRL_JCT |  | circuit_id:281, owner:281, planning_rgn:None, num_of_circuits:None, current:None, line_segment_length_km:7, line_segment_length_mi:7, line_length_km:7, line_length_mi:7, voltage:7, reactance:24, smax:25, sum_ampacity:None, win_ampacity:None, sum_rating:None, win_rating:None, power_factor:None, win_capacity:23, starting_node_code:None, ending_node_name:281, ending_node_code:None, other_references:None, notes:None
643 | 11319 | D6 | ON | Ontario | HONI | 1 | ac | 18 | 11.111 | 97.8 | 60.37 | 230 | [6 empty] | 2.84 | 380 | 411 |  | ON_TEE_JCT |  | ON_DPR_DSS |  | circuit_id:281, owner:281, planning_rgn:None, num_of_circuits:None, current:None, line_segment_length_km:7, line_segment_length_mi:7, line_length_km:7, line_length_mi:7, voltage:7, reactance:24, smax:25, sum_ampacity:None, win_ampacity:None, sum_rating:None, win_rating:None, power_factor:None, win_capacity:23, starting_node_code:None, ending_node_name:281, ending_node_code:None, other_references:None, notes:None
644 | 11320 | D6 | ON | Ontario | HONI | 1 | ac | 0.5 | 0.309 | 97.8 | 60.37 | 230 | [6 empty] | 2.84 | 380 | 411 |  | ON_TEE_JCT |  | ON_NPD_JCT |  | circuit_id:281, owner:281, planning_rgn:None, num_of_circuits:None, current:None, line_segment_length_km:7, line_segment_length_mi:7, line_length_km:7, line_length_mi:7, voltage:7, reactance:24, smax:25, sum_ampacity:None, win_ampacity:None, sum_rating:None, win_rating:None, power_factor:None, win_capacity:23, starting_node_code:None, ending_node_name:281, ending_node_code:None, other_references:None, notes:None
645 | 11321 | D6T | ON | Ontario | HONI | 1 | ac | 10 | 6.173 | 40.3 | 24.877 | 115 | [6 empty] | 3 | 98 | 108 |  | ON_AB2_JCT |  | ON_PSS_JCT |  | circuit_id:281, owner:281, planning_rgn:None, num_of_circuits:None, current:None, line_segment_length_km:6, line_segment_length_mi:6, line_length_km:6, line_length_mi:6, voltage:6, reactance:24, smax:25, sum_ampacity:None, win_ampacity:None, sum_rating:None, win_rating:None, power_factor:None, win_capacity:23, starting_node_code:None, ending_node_name:281, ending_node_code:None, other_references:None, notes:None
646 | 11322 | D6T | ON | Ontario | HONI | 1 | ac | 0.1 | 0.062 | 40.3 | 24.877 | 115 | [6 empty] | 3 | 98 | 108 |  | ON_ORP_SWS |  | ON_ORP_GSS |  | circuit_id:281, owner:281, planning_rgn:None, num_of_circuits:None, current:None, line_segment_length_km:6, line_segment_length_mi:6, line_length_km:6, line_length_mi:6, voltage:6, reactance:24, smax:25, sum_ampacity:None, win_ampacity:None, sum_rating:None, win_rating:None, power_factor:None, win_capacity:23, starting_node_code:None, ending_node_name:281, ending_node_code:None, other_references:None, notes:None
647 | 11323 | D6T | ON | Ontario | HONI | 1 | ac | 25 | 15.432 | 40.3 | 24.877 | 115 | [6 empty] | 3 | 98 | 108 |  | ON_PSS_JCT |  | ON_ORP_SWS |  | circuit_id:281, owner:281, planning_rgn:None, num_of_circuits:None, current:None, line_segment_length_km:6, line_segment_length_mi:6, line_length_km:6, line_length_mi:6, voltage:6, reactance:24, smax:25, sum_ampacity:None, win_ampacity:None, sum_rating:None, win_rating:None, power_factor:None, win_capacity:23, starting_node_code:None, ending_node_name:281, ending_node_code:None, other_references:None, notes:None
648 | 11324 | D6T | ON | Ontario | HONI | 1 | ac | 5 | 3.086 | 40.3 | 24.877 | 115 | [6 empty] | 3 | 98 | 108 |  | ON_PSS_JCT |  | ON_PSS_GSS |  | circuit_id:281, owner:281, planning_rgn:None, num_of_circuits:None, current:None, line_segment_length_km:6, line_segment_length_mi:6, line_length_km:6, line_length_mi:6, voltage:6, reactance:24, smax:25, sum_ampacity:None, win_ampacity:None, sum_rating:None, win_rating:None, power_factor:None, win_capacity:23, starting_node_code:None, ending_node_name:281, ending_node_code:None, other_references:None, notes:None
649 | 11325 | D6T | ON | Ontario | HONI | 2 | ac | 0.1 | 0.062 | 40.3 | 24.877 | 115 | [6 empty] | 3 | 98 | 108 |  | ON_PI2_JCT |  | ON_AB2_JCT |  | circuit_id:281, owner:281, planning_rgn:None, num_of_circuits:None, current:None, line_segment_length_km:6, line_segment_length_mi:6, line_length_km:6, line_length_mi:6, voltage:6, reactance:24, smax:25, sum_ampacity:None, win_ampacity:None, sum_rating:None, win_rating:None, power_factor:None, win_capacity:23, starting_node_code:None, ending_node_name:281, ending_node_code:None, other_references:None, notes:None
650 | 11326 | D6T | ON | Ontario | HONI | 1 | ac | 0.1 | 0.062 | 40.3 | 24.877 | 115 | [6 empty] | 3 | 98 | 108 |  | ON_PIN_TSS |  | ON_PI2_JCT |  | circuit_id:281, owner:281, planning_rgn:None, num_of_circuits:None, current:None, line_segment_length_km:6, line_segment_length_mi:6, line_length_km:6, line_length_mi:6, voltage:6, reactance:24, smax:25, sum_ampacity:None, win_ampacity:None, sum_rating:None, win_rating:None, power_factor:None, win_capacity:23, starting_node_code:None, ending_node_name:281, ending_node_code:None, other_references:None, notes:None
651 | 11327 | D6V | ON | Ontario | HONI | 1 | ac | 4.5 | 2.778 | 85.1 | 52.531 | 230 | [6 empty] | 3 | 402 | 435 |  | ON_DET_TSS |  | ON_WTN_JCT |  | circuit_id:281, owner:281, planning_rgn:None, num_of_circuits:None, current:None, line_segment_length_km:7, line_segment_length_mi:7, line_length_km:7, line_length_mi:7, voltage:7, reactance:24, smax:25, sum_ampacity:None, win_ampacity:None, sum_rating:None, win_rating:None, power_factor:None, win_capacity:23, starting_node_code:None, ending_node_name:281, ending_node_code:None, other_references:None, notes:None
652 | 11328 | D6V | ON | Ontario | HONI | 1 | ac | 0.1 | 0.062 | 85.1 | 52.531 | 230 | [6 empty] | 3 | 402 | 435 |  | ON_WTN_JCT |  | ON_WTN_DSS |  | circuit_id:281, owner:281, planning_rgn:None, num_of_circuits:None, current:None, line_segment_length_km:7, line_segment_length_mi:7, line_length_km:7, line_length_mi:7, voltage:7, reactance:24, smax:25, sum_ampacity:None, win_ampacity:None, sum_rating:None, win_rating:None, power_factor:None, win_capacity:23, starting_node_code:None, ending_node_name:281, ending_node_code:None, other_references:None, notes:None
653 | 11329 | D6V | ON | Ontario | HONI | 1 | ac | 4 | 2.469 | 85.1 | 52.531 | 230 | [6 empty] | 3 | 402 | 435 |  | ON_WTN_JCT |  | ON_SCF_JCT |  | circuit_id:281, owner:281, planning_rgn:None, num_of_circuits:None, current:None, line_segment_length_km:7, line_segment_length_mi:7, line_length_km:7, line_length_mi:7, voltage:7, reactance:24, smax:25, sum_ampacity:None, win_ampacity:None, sum_rating:None, win_rating:None, power_factor:None, win_capacity:23, starting_node_code:None, ending_node_name:281, ending_node_code:None, other_references:None, notes:None
654 | 11330 | D6V | ON | Ontario | HONI | 1 | ac | 0.1 | 0.062 | 85.1 | 52.531 | 230 | [6 empty] | 3 | 402 | 435 |  | ON_SCF_JCT |  | ON_SCF_DSS |  | circuit_id:281, owner:281, planning_rgn:None, num_of_circuits:None, current:None, line_segment_length_km:7, line_segment_length_mi:7, line_length_km:7, line_length_mi:7, voltage:7, reactance:24, smax:25, sum_ampacity:None, win_ampacity:None, sum_rating:None, win_rating:None, power_factor:None, win_capacity:23, starting_node_code:None, ending_node_name:281, ending_node_code:None, other_references:None, notes:None
655 | 11331 | D6V | ON | Ontario | HONI | 1 | ac | 18.8 | 11.605 | 85.1 | 52.531 | 230 | [6 empty] | 3 | 402 | 435 |  | ON_SCF_JCT |  | ON_GUE_JCT |  | circuit_id:281, owner:281, planning_rgn:None, num_of_circuits:None, current:None, line_segment_length_km:7, line_segment_length_mi:7, line_length_km:7, line_length_mi:7, voltage:7, reactance:24, smax:25, sum_ampacity:None, win_ampacity:None, sum_rating:None, win_rating:None, power_factor:None, win_capacity:23, starting_node_code:None, ending_node_name:281, ending_node_code:None, other_references:None, notes:None
656 | 11332 | D6V | ON | Ontario | HONI | 1 | ac | 12.7 | 7.84 | 85.1 | 52.531 | 230 | [6 empty] | 3 | 402 | 435 |  | ON_GUE_JCT |  | ON_CBL_DSS |  | circuit_id:281, owner:281, planning_rgn:None, num_of_circuits:None, current:None, line_segment_length_km:7, line_segment_length_mi:7, line_length_km:7, line_length_mi:7, voltage:7, reactance:24, smax:25, sum_ampacity:None, win_ampacity:None, sum_rating:None, win_rating:None, power_factor:None, win_capacity:23, starting_node_code:None, ending_node_name:281, ending_node_code:None, other_references:None, notes:None
657 | 11333 | D6V | ON | Ontario | HONI | 1 | ac | 6.4 | 3.951 | 85.1 | 52.531 | 230 | [6 empty] | 3 | 402 | 435 |  | ON_CBL_DSS |  | ON_SPR_JCT |  | circuit_id:281, owner:281, planning_rgn:None, num_of_circuits:None, current:None, line_segment_length_km:7, line_segment_length_mi:7, line_length_km:7, line_length_mi:7, voltage:7, reactance:24, smax:25, sum_ampacity:None, win_ampacity:None, sum_rating:None, win_rating:None, power_factor:None, win_capacity:23, starting_node_code:None, ending_node_name:281, ending_node_code:None, other_references:None, notes:None
658 | 11334 | D6V | ON | Ontario | HONI | 1 | ac | 1.5 | 0.926 | 85.1 | 52.531 | 230 | [6 empty] | 3 | 402 | 435 |  | ON_SPR_JCT |  | ON_CED_DSS |  | circuit_id:281, owner:281, planning_rgn:None, num_of_circuits:None, current:None, line_segment_length_km:7, line_segment_length_mi:7, line_length_km:7, line_length_mi:7, voltage:7, reactance:24, smax:25, sum_ampacity:None, win_ampacity:None, sum_rating:None, win_rating:None, power_factor:None, win_capacity:23, starting_node_code:None, ending_node_name:281, ending_node_code:None, other_references:None, notes:None
659 | 11335 | D6V | ON | Ontario | HONI | 1 | ac | 9.4 | 5.802 | 85.1 | 52.531 | 230 | [6 empty] | 3 | 402 | 435 |  | ON_GUE_JCT |  | ON_FGS_JCT |  | circuit_id:281, owner:281, planning_rgn:None, num_of_circuits:None, current:None, line_segment_length_km:7, line_segment_length_mi:7, line_length_km:7, line_length_mi:7, voltage:7, reactance:24, smax:25, sum_ampacity:None, win_ampacity:None, sum_rating:None, win_rating:None, power_factor:None, win_capacity:23, starting_node_code:None, ending_node_name:281, ending_node_code:None, other_references:None, notes:None
660 | 11336 | D6V | ON | Ontario | HONI | 1 | ac | 0.1 | 0.062 | 85.1 | 52.531 | 230 | [6 empty] | 3 | 402 | 435 |  | ON_FGS_JCT |  | ON_FGS_DSS |  | circuit_id:281, owner:281, planning_rgn:None, num_of_circuits:None, current:None, line_segment_length_km:7, line_segment_length_mi:7, line_length_km:7, line_length_mi:7, voltage:7, reactance:24, smax:25, sum_ampacity:None, win_ampacity:None, sum_rating:None, win_rating:None, power_factor:None, win_capacity:23, starting_node_code:None, ending_node_name:281, ending_node_code:None, other_references:None, notes:None
661 | 11337 | D6V | ON | Ontario | HONI | 1 | ac | 27.5 | 16.975 | 85.1 | 52.531 | 230 | [6 empty] | 3 | 402 | 435 |  | ON_FGS_JCT |  | ON_ORA_DSS |  | circuit_id:281, owner:281, planning_rgn:None, num_of_circuits:None, current:None, line_segment_length_km:7, line_segment_length_mi:7, line_length_km:7, line_length_mi:7, voltage:7, reactance:24, smax:25, sum_ampacity:None, win_ampacity:None, sum_rating:None, win_rating:None, power_factor:None, win_capacity:23, starting_node_code:None, ending_node_name:281, ending_node_code:None, other_references:None, notes:None
662 | 11338 | D6Y | ON | Ontario | HONI | 1 | ac | 2 | 1.235 | 2 | 1.235 | 115 | [6 empty] | 3 | 98 | 108 |  | ON_DPX_DSS |  | ON_GLG_DSS |  | circuit_id:281, owner:281, planning_rgn:None, num_of_circuits:None, current:None, line_segment_length_km:7, line_segment_length_mi:7, line_length_km:7, line_length_mi:7, voltage:7, reactance:24, smax:25, sum_ampacity:None, win_ampacity:None, sum_rating:None, win_rating:None, power_factor:None, win_capacity:23, starting_node_code:None, ending_node_name:281, ending_node_code:None, other_references:None, notes:None
663 | 11339 | D7F | ON | Ontario | HONI | 1 | ac | 1.1 | 0.679 | 15.4 | 9.506 | 115 | [6 empty] | 3 | 98 | 108 |  | ON_DET_TSS |  | ON_DET_JCT |  | circuit_id:281, owner:281, planning_rgn:None, num_of_circuits:None, current:None, line_segment_length_km:7, line_segment_length_mi:7, line_length_km:7, line_length_mi:7, voltage:7, reactance:24, smax:25, sum_ampacity:None, win_ampacity:None, sum_rating:None, win_rating:None, power_factor:None, win_capacity:23, starting_node_code:None, ending_node_name:281, ending_node_code:None, other_references:None, notes:None
664 | 11340 | D7F | ON | Ontario | HONI | 1 | ac | 2 | 1.235 | 15.4 | 9.506 | 115 | [6 empty] | 3 | 98 | 108 |  | ON_DET_JCT |  | ON_KJ6_JCT |  | circuit_id:281, owner:281, planning_rgn:None, num_of_circuits:None, current:None, line_segment_length_km:7, line_segment_length_mi:7, line_length_km:7, line_length_mi:7, voltage:7, reactance:24, smax:25, sum_ampacity:None, win_ampacity:None, sum_rating:None, win_rating:None, power_factor:None, win_capacity:23, starting_node_code:None, ending_node_name:281, ending_node_code:None, other_references:None, notes:None
665 | 11341 | D7F | ON | Ontario | HONI | 1 | ac | 5.5 | 3.395 | 15.4 | 9.506 | 115 | [6 empty] | 3 | 98 | 108 |  | ON_KJ6_JCT |  | ON_SBT_JCT |  | circuit_id:281, owner:281, planning_rgn:None, num_of_circuits:None, current:None, line_segment_length_km:7, line_segment_length_mi:7, line_length_km:7, line_length_mi:7, voltage:7, reactance:24, smax:25, sum_ampacity:None, win_ampacity:None, sum_rating:None, win_rating:None, power_factor:None, win_capacity:23, starting_node_code:None, ending_node_name:281, ending_node_code:None, other_references:None, notes:None
666 | 11342 | D7F | ON | Ontario | HONI | 1 | ac | 2.4 | 1.481 | 15.4 | 9.506 | 115 | [6 empty] | 3 | 98 | 108 |  | ON_SBT_JCT |  | ON_KM7_DSS |  | circuit_id:281, owner:281, planning_rgn:None, num_of_circuits:None, current:None, line_segment_length_km:7, line_segment_length_mi:7, line_length_km:7, line_length_mi:7, voltage:7, reactance:24, smax:25, sum_ampacity:None, win_ampacity:None, sum_rating:None, win_rating:None, power_factor:None, win_capacity:23, starting_node_code:None, ending_node_name:281, ending_node_code:None, other_references:None, notes:None
667 | 11343 | D7F | ON | Ontario | HONI | 1 | ac | 2.4 | 1.481 | 15.4 | 9.506 | 115 | [6 empty] | 3 | 98 | 108 |  | ON_SBT_JCT |  | ON_KJ2_JCT |  | circuit_id:281, owner:281, planning_rgn:None, num_of_circuits:None, current:None, line_segment_length_km:7, line_segment_length_mi:7, line_length_km:7, line_length_mi:7, voltage:7, reactance:24, smax:25, sum_ampacity:None, win_ampacity:None, sum_rating:None, win_rating:None, power_factor:None, win_capacity:23, starting_node_code:None, ending_node_name:281, ending_node_code:None, other_references:None, notes:None
668 | 11344 | D7F | ON | Ontario | HONI | 1 | ac | 1 | 0.617 | 15.4 | 9.506 | 115 | [6 empty] | 3 | 98 | 108 |  | ON_KJ2_JCT |  | ON_KM3_DSS |  | circuit_id:281, owner:281, planning_rgn:None, num_of_circuits:None, current:None, line_segment_length_km:7, line_segment_length_mi:7, line_length_km:7, line_length_mi:7, voltage:7, reactance:24, smax:25, sum_ampacity:None, win_ampacity:None, sum_rating:None, win_rating:None, power_factor:None, win_capacity:23, starting_node_code:None, ending_node_name:281, ending_node_code:None, other_references:None, notes:None
669 | 11345 | D7F | ON | Ontario | HONI | 1 | ac | 1 | 0.617 | 15.4 | 9.506 | 115 | [6 empty] | 3 | 98 | 108 |  | ON_KM7_DSS |  | ON_FPT_SWS |  | circuit_id:281, owner:281, planning_rgn:None, num_of_circuits:None, current:None, line_segment_length_km:7, line_segment_length_mi:7, line_length_km:7, line_length_mi:7, voltage:7, reactance:24, smax:25, sum_ampacity:None, win_ampacity:None, sum_rating:None, win_rating:None, power_factor:None, win_capacity:23, starting_node_code:None, ending_node_name:281, ending_node_code:None, other_references:None, notes:None
670 | 11346 | D7V | ON | Ontario | HONI | 1 | ac | 4.5 | 2.778 | 85.1 | 52.531 | 230 | [6 empty] | 3 | 402 | 435 |  | ON_DET_TSS |  | ON_WTN_JCT |  | circuit_id:281, owner:281, planning_rgn:None, num_of_circuits:None, current:None, line_segment_length_km:7, line_segment_length_mi:7, line_length_km:7, line_length_mi:7, voltage:7, reactance:24, smax:25, sum_ampacity:None, win_ampacity:None, sum_rating:None, win_rating:None, power_factor:None, win_capacity:23, starting_node_code:None, ending_node_name:281, ending_node_code:None, other_references:None, notes:None
671 | 11347 | D7V | ON | Ontario | HONI | 1 | ac | 0.1 | 0.062 | 85.1 | 52.531 | 230 | [6 empty] | 3 | 402 | 435 |  | ON_WTN_JCT |  | ON_WTN_DSS |  | circuit_id:281, owner:281, planning_rgn:None, num_of_circuits:None, current:None, line_segment_length_km:7, line_segment_length_mi:7, line_length_km:7, line_length_mi:7, voltage:7, reactance:24, smax:25, sum_ampacity:None, win_ampacity:None, sum_rating:None, win_rating:None, power_factor:None, win_capacity:23, starting_node_code:None, ending_node_name:281, ending_node_code:None, other_references:None, notes:None
672 | 11348 | D7V | ON | Ontario | HONI | 1 | ac | 4 | 2.469 | 85.1 | 52.531 | 230 | [6 empty] | 3 | 402 | 435 |  | ON_WTN_JCT |  | ON_SCF_JCT |  | circuit_id:281, owner:281, planning_rgn:None, num_of_circuits:None, current:None, line_segment_length_km:7, line_segment_length_mi:7, line_length_km:7, line_length_mi:7, voltage:7, reactance:24, smax:25, sum_ampacity:None, win_ampacity:None, sum_rating:None, win_rating:None, power_factor:None, win_capacity:23, starting_node_code:None, ending_node_name:281, ending_node_code:None, other_references:None, notes:None
673 | 11349 | D7V | ON | Ontario | HONI | 1 | ac | 0.1 | 0.062 | 85.1 | 52.531 | 230 | [6 empty] | 3 | 402 | 435 |  | ON_SCF_JCT |  | ON_SCF_DSS |  | circuit_id:281, owner:281, planning_rgn:None, num_of_circuits:None, current:None, line_segment_length_km:7, line_segment_length_mi:7, line_length_km:7, line_length_mi:7, voltage:7, reactance:24, smax:25, sum_ampacity:None, win_ampacity:None, sum_rating:None, win_rating:None, power_factor:None, win_capacity:23, starting_node_code:None, ending_node_name:281, ending_node_code:None, other_references:None, notes:None
674 | 11350 | D7V | ON | Ontario | HONI | 1 | ac | 18.8 | 11.605 | 85.1 | 52.531 | 230 | [6 empty] | 3 | 402 | 435 |  | ON_SCF_JCT |  | ON_GUE_JCT |  | circuit_id:281, owner:281, planning_rgn:None, num_of_circuits:None, current:None, line_segment_length_km:7, line_segment_length_mi:7, line_length_km:7, line_length_mi:7, voltage:7, reactance:24, smax:25, sum_ampacity:None, win_ampacity:None, sum_rating:None, win_rating:None, power_factor:None, win_capacity:23, starting_node_code:None, ending_node_name:281, ending_node_code:None, other_references:None, notes:None
675 | 11351 | D7V | ON | Ontario | HONI | 1 | ac | 12.7 | 7.84 | 85.1 | 52.531 | 230 | [6 empty] | 3 | 402 | 435 |  | ON_GUE_JCT |  | ON_CBL_DSS |  | circuit_id:281, owner:281, planning_rgn:None, num_of_circuits:None, current:None, line_segment_length_km:7, line_segment_length_mi:7, line_length_km:7, line_length_mi:7, voltage:7, reactance:24, smax:25, sum_ampacity:None, win_ampacity:None, sum_rating:None, win_rating:None, power_factor:None, win_capacity:23, starting_node_code:None, ending_node_name:281, ending_node_code:None, other_references:None, notes:None
676 | 11352 | D7V | ON | Ontario | HONI | 1 | ac | 6.4 | 3.951 | 85.1 | 52.531 | 230 | [6 empty] | 3 | 402 | 435 |  | ON_CBL_DSS |  | ON_SPR_JCT |  | circuit_id:281, owner:281, planning_rgn:None, num_of_circuits:None, current:None, line_segment_length_km:7, line_segment_length_mi:7, line_length_km:7, line_length_mi:7, voltage:7, reactance:24, smax:25, sum_ampacity:None, win_ampacity:None, sum_rating:None, win_rating:None, power_factor:None, win_capacity:23, starting_node_code:None, ending_node_name:281, ending_node_code:None, other_references:None, notes:None
677 | 11353 | D7V | ON | Ontario | HONI | 1 | ac | 1.5 | 0.926 | 85.1 | 52.531 | 230 | [6 empty] | 3 | 402 | 435 |  | ON_SPR_JCT |  | ON_CED_DSS |  | circuit_id:281, owner:281, planning_rgn:None, num_of_circuits:None, current:None, line_segment_length_km:7, line_segment_length_mi:7, line_length_km:7, line_length_mi:7, voltage:7, reactance:24, smax:25, sum_ampacity:None, win_ampacity:None, sum_rating:None, win_rating:None, power_factor:None, win_capacity:23, starting_node_code:None, ending_node_name:281, ending_node_code:None, other_references:None, notes:None
678 | 11354 | D7V | ON | Ontario | HONI | 1 | ac | 9.4 | 5.802 | 85.1 | 52.531 | 230 | [6 empty] | 3 | 402 | 435 |  | ON_GUE_JCT |  | ON_FGS_JCT |  | circuit_id:281, owner:281, planning_rgn:None, num_of_circuits:None, current:None, line_segment_length_km:7, line_segment_length_mi:7, line_length_km:7, line_length_mi:7, voltage:7, reactance:24, smax:25, sum_ampacity:None, win_ampacity:None, sum_rating:None, win_rating:None, power_factor:None, win_capacity:23, starting_node_code:None, ending_node_name:281, ending_node_code:None, other_references:None, notes:None
679 | 11355 | D7V | ON | Ontario | HONI | 1 | ac | 0.1 | 0.062 | 85.1 | 52.531 | 230 | [6 empty] | 3 | 402 | 435 |  | ON_FGS_JCT |  | ON_FGS_DSS |  | circuit_id:281, owner:281, planning_rgn:None, num_of_circuits:None, current:None, line_segment_length_km:7, line_segment_length_mi:7, line_length_km:7, line_length_mi:7, voltage:7, reactance:24, smax:25, sum_ampacity:None, win_ampacity:None, sum_rating:None, win_rating:None, power_factor:None, win_capacity:23, starting_node_code:None, ending_node_name:281, ending_node_code:None, other_references:None, notes:None
680 | 11356 | D7V | ON | Ontario | HONI | 1 | ac | 27.5 | 16.975 | 85.1 | 52.531 | 230 | [6 empty] | 3 | 402 | 435 |  | ON_FGS_JCT |  | ON_ORA_DSS |  | circuit_id:281, owner:281, planning_rgn:None, num_of_circuits:None, current:None, line_segment_length_km:7, line_segment_length_mi:7, line_length_km:7, line_length_mi:7, voltage:7, reactance:24, smax:25, sum_ampacity:None, win_ampacity:None, sum_rating:None, win_rating:None, power_factor:None, win_capacity:23, starting_node_code:None, ending_node_name:281, ending_node_code:None, other_references:None, notes:None
681 | 11357 | D8S | ON | Ontario | HONI | 1 | ac | 2.3 | 1.42 | 59.3 | 36.605 | 115 | [6 empty] | 3 | 98 | 108 |  | ON_DET_TSS |  | ON_LEO_JCT |  | circuit_id:281, owner:281, planning_rgn:None, num_of_circuits:None, current:None, line_segment_length_km:7, line_segment_length_mi:7, line_length_km:7, line_length_mi:7, voltage:7, reactance:24, smax:25, sum_ampacity:None, win_ampacity:None, sum_rating:None, win_rating:None, power_factor:None, win_capacity:23, starting_node_code:None, ending_node_name:281, ending_node_code:None, other_references:None, notes:None
682 | 11358 | D8S | ON | Ontario | HONI | 1 | ac | 1 | 0.617 | 59.3 | 36.605 | 115 | [6 empty] | 3 | 98 | 108 |  | ON_LEO_JCT |  | ON_RSH_DSS |  | circuit_id:281, owner:281, planning_rgn:None, num_of_circuits:None, current:None, line_segment_length_km:7, line_segment_length_mi:7, line_length_km:7, line_length_mi:7, voltage:7, reactance:24, smax:25, sum_ampacity:None, win_ampacity:None, sum_rating:None, win_rating:None, power_factor:None, win_capacity:23, starting_node_code:None, ending_node_name:281, ending_node_code:None, other_references:None, notes:None
683 | 11359 | D8S | ON | Ontario | HONI | 1 | ac | 56 | 34.568 | 59.3 | 36.605 | 115 | [6 empty] | 3 | 98 | 108 |  | ON_LEO_JCT |  | ON_SMY_DSS |  | circuit_id:281, owner:281, planning_rgn:None, num_of_circuits:None, current:None, line_segment_length_km:7, line_segment_length_mi:7, line_length_km:7, line_length_mi:7, voltage:7, reactance:24, smax:25, sum_ampacity:None, win_ampacity:None, sum_rating:None, win_rating:None, power_factor:None, win_capacity:23, starting_node_code:None, ending_node_name:281, ending_node_code:None, other_references:None, notes:None
684 | 11360 | D9F | ON | Ontario | HONI | 1 | ac | 1.1 | 0.679 | 15.4 | 9.506 | 115 | [6 empty] | 3 | 98 | 108 |  | ON_DET_TSS |  | ON_DET_JCT |  | circuit_id:281, owner:281, planning_rgn:None, num_of_circuits:None, current:None, line_segment_length_km:7, line_segment_length_mi:7, line_length_km:7, line_length_mi:7, voltage:7, reactance:24, smax:25, sum_ampacity:None, win_ampacity:None, sum_rating:None, win_rating:None, power_factor:None, win_capacity:23, starting_node_code:None, ending_node_name:281, ending_node_code:None, other_references:None, notes:None
685 | 11361 | D9F | ON | Ontario | HONI | 1 | ac | 2 | 1.235 | 15.4 | 9.506 | 115 | [6 empty] | 3 | 98 | 108 |  | ON_DET_JCT |  | ON_KJ6_JCT |  | circuit_id:281, owner:281, planning_rgn:None, num_of_circuits:None, current:None, line_segment_length_km:7, line_segment_length_mi:7, line_length_km:7, line_length_mi:7, voltage:7, reactance:24, smax:25, sum_ampacity:None, win_ampacity:None, sum_rating:None, win_rating:None, power_factor:None, win_capacity:23, starting_node_code:None, ending_node_name:281, ending_node_code:None, other_references:None, notes:None
686 | 11362 | D9F | ON | Ontario | HONI | 1 | ac | 5.5 | 3.395 | 15.4 | 9.506 | 115 | [6 empty] | 3 | 98 | 108 |  | ON_KJ6_JCT |  | ON_SBT_JCT |  | circuit_id:281, owner:281, planning_rgn:None, num_of_circuits:None, current:None, line_segment_length_km:7, line_segment_length_mi:7, line_length_km:7, line_length_mi:7, voltage:7, reactance:24, smax:25, sum_ampacity:None, win_ampacity:None, sum_rating:None, win_rating:None, power_factor:None, win_capacity:23, starting_node_code:None, ending_node_name:281, ending_node_code:None, other_references:None, notes:None
687 | 11363 | D9F | ON | Ontario | HONI | 1 | ac | 2.4 | 1.481 | 15.4 | 9.506 | 115 | [6 empty] | 3 | 98 | 108 |  | ON_SBT_JCT |  | ON_KM7_DSS |  | circuit_id:281, owner:281, planning_rgn:None, num_of_circuits:None, current:None, line_segment_length_km:7, line_segment_length_mi:7, line_length_km:7, line_length_mi:7, voltage:7, reactance:24, smax:25, sum_ampacity:None, win_ampacity:None, sum_rating:None, win_rating:None, power_factor:None, win_capacity:23, starting_node_code:None, ending_node_name:281, ending_node_code:None, other_references:None, notes:None
688 | 11364 | D9F | ON | Ontario | HONI | 1 | ac | 2.4 | 1.481 | 15.4 | 9.506 | 115 | [6 empty] | 3 | 98 | 108 |  | ON_SBT_JCT |  | ON_KJ2_JCT |  | circuit_id:281, owner:281, planning_rgn:None, num_of_circuits:None, current:None, line_segment_length_km:7, line_segment_length_mi:7, line_length_km:7, line_length_mi:7, voltage:7, reactance:24, smax:25, sum_ampacity:None, win_ampacity:None, sum_rating:None, win_rating:None, power_factor:None, win_capacity:23, starting_node_code:None, ending_node_name:281, ending_node_code:None, other_references:None, notes:None
689 | 11365 | D9F | ON | Ontario | HONI | 1 | ac | 1 | 0.617 | 15.4 | 9.506 | 115 | [6 empty] | 3 | 98 | 108 |  | ON_KJ2_JCT |  | ON_KM3_DSS |  | circuit_id:281, owner:281, planning_rgn:None, num_of_circuits:None, current:None, line_segment_length_km:7, line_segment_length_mi:7, line_length_km:7, line_length_mi:7, voltage:7, reactance:24, smax:25, sum_ampacity:None, win_ampacity:None, sum_rating:None, win_rating:None, power_factor:None, win_capacity:23, starting_node_code:None, ending_node_name:None, ending_node_code:None, other_references:None, notes:None
690 | 11366 | D9F | ON | Ontario | HONI | 1 | ac | 1 | 0.617 | 15.4 | 9.506 | 115 | [6 empty] | 3 | 98 | 108 |  | ON_KM7_DSS |  | ON_FPT_SWS |  | circuit_id:281, owner:281, planning_rgn:None, num_of_circuits:None, current:None, line_segment_length_km:7, line_segment_length_mi:7, line_length_km:7, line_length_mi:7, voltage:7, reactance:24, smax:25, sum_ampacity:None, win_ampacity:None, sum_rating:None, win_rating:None, power_factor:None, win_capacity:23, starting_node_code:None, ending_node_name:281, ending_node_code:None, other_references:None, notes:None
691 | 11367 | D9HS | ON | Ontario | HONI | 1 | ac | 1 | 0.617 | 14 | 8.642 | 115 | [6 empty] | 3 | 98 | 108 |  | ON_DEC_SWS |  | ON_HOO_JCT |  | circuit_id:281, owner:281, planning_rgn:None, num_of_circuits:None, current:None, line_segment_length_km:7, line_segment_length_mi:7, line_length_km:7, line_length_mi:7, voltage:7, reactance:24, smax:25, sum_ampacity:None, win_ampacity:None, sum_rating:None, win_rating:None, power_factor:None, win_capacity:23, starting_node_code:None, ending_node_name:281, ending_node_code:None, other_references:None, notes:None
692 | 11368 | D9HS | ON | Ontario | HONI | 1 | ac | 1 | 0.617 | 14 | 8.642 | 115 | [6 empty] | 3 | 98 | 108 |  | ON_HOO_JCT |  | ON_VNS_DSS |  | circuit_id:281, owner:281, planning_rgn:None, num_of_circuits:None, current:None, line_segment_length_km:7, line_segment_length_mi:7, line_length_km:7, line_length_mi:7, voltage:7, reactance:24, smax:25, sum_ampacity:None, win_ampacity:None, sum_rating:None, win_rating:None, power_factor:None, win_capacity:23, starting_node_code:None, ending_node_name:281, ending_node_code:None, other_references:None, notes:None
693 | 11369 | D9HS | ON | Ontario | HONI | 1 | ac | 1 | 0.617 | 14 | 8.642 | 115 | [6 empty] | 3 | 98 | 108 |  | ON_VNS_DSS |  | ON_LOU_JCT |  | circuit_id:281, owner:281, planning_rgn:None, num_of_circuits:None, current:None, line_segment_length_km:7, line_segment_length_mi:7, line_length_km:7, line_length_mi:7, voltage:7, reactance:24, smax:25, sum_ampacity:None, win_ampacity:None, sum_rating:None, win_rating:None, power_factor:None, win_capacity:23, starting_node_code:None, ending_node_name:281, ending_node_code:None, other_references:None, notes:None
694 | 11370 | D9HS | ON | Ontario | HONI | 1 | ac | 4.5 | 2.778 | 14 | 8.642 | 115 | [6 empty] | 3 | 98 | 108 |  | ON_LOU_JCT |  | ON_CLT_DSS |  | circuit_id:281, owner:281, planning_rgn:None, num_of_circuits:None, current:None, line_segment_length_km:7, line_segment_length_mi:7, line_length_km:7, line_length_mi:7, voltage:7, reactance:24, smax:25, sum_ampacity:None, win_ampacity:None, sum_rating:None, win_rating:None, power_factor:None, win_capacity:23, starting_node_code:None, ending_node_name:281, ending_node_code:None, other_references:None, notes:None
695 | 11371 | D9HS | ON | Ontario | HONI | 1 | ac | 6.5 | 4.012 | 14 | 8.642 | 115 | [6 empty] | 3 | 98 | 108 |  | ON_LOU_JCT |  | ON_GND_DSS |  | circuit_id:281, owner:281, planning_rgn:None, num_of_circuits:None, current:None, line_segment_length_km:7, line_segment_length_mi:7, line_length_km:7, line_length_mi:7, voltage:7, reactance:24, smax:25, sum_ampacity:None, win_ampacity:None, sum_rating:None, win_rating:None, power_factor:None, win_capacity:23, starting_node_code:None, ending_node_name:281, ending_node_code:None, other_references:None, notes:None
696 | 11372 | E1C | ON | Ontario | HONI | 1 | ac | 50 | 30.864 | 467.9 | 288.827 | 115 | [6 empty] | 1.01 | 33 | 37 |  | ON_EAF_DSS |  | ON_SLC_JCT |  | circuit_id:281, owner:281, planning_rgn:None, num_of_circuits:None, current:None, line_segment_length_km:6, line_segment_length_mi:6, line_length_km:6, line_length_mi:6, voltage:6, reactance:24, smax:25, sum_ampacity:None, win_ampacity:None, sum_rating:None, win_rating:None, power_factor:None, win_capacity:23, starting_node_code:None, ending_node_name:281, ending_node_code:None, other_references:None, notes:None
697 | 11373 | E1C | ON | Ontario | HONI | 1 | ac | 70 | 43.21 | 467.9 | 288.827 | 115 | [6 empty] | 1.01 | 33 | 37 |  | ON_SLC_JCT |  | ON_SLF_JCT |  | circuit_id:281, owner:281, planning_rgn:None, num_of_circuits:None, current:None, line_segment_length_km:6, line_segment_length_mi:6, line_length_km:6, line_length_mi:6, voltage:6, reactance:24, smax:25, sum_ampacity:None, win_ampacity:None, sum_rating:None, win_rating:None, power_factor:None, win_capacity:23, starting_node_code:None, ending_node_name:281, ending_node_code:None, other_references:None, notes:None
698 | 11374 | E1C | ON | Ontario | HONI | 1 | ac | 0.1 | 0.062 | 467.9 | 288.827 | 115 | [6 empty] | 1.01 | 33 | 37 |  | ON_SLF_JCT |  | ON_SLF_DSS |  | circuit_id:281, owner:281, planning_rgn:None, num_of_circuits:None, current:None, line_segment_length_km:6, line_segment_length_mi:6, line_length_km:6, line_length_mi:6, voltage:6, reactance:24, smax:25, sum_ampacity:None, win_ampacity:None, sum_rating:None, win_rating:None, power_factor:None, win_capacity:23, starting_node_code:None, ending_node_name:281, ending_node_code:None, other_references:None, notes:None
699 | 11375 | E1C | ON | Ontario | HONI | 1 | ac | 20 | 12.346 | 467.9 | 288.827 | 115 | [6 empty] | 1.01 | 33 | 37 |  | ON_SLF_JCT |  | ON_GLP_JCT |  | circuit_id:281, owner:281, planning_rgn:None, num_of_circuits:None, current:None, line_segment_length_km:6, line_segment_length_mi:6, line_length_km:6, line_length_mi:6, voltage:6, reactance:24, smax:25, sum_ampacity:None, win_ampacity:None, sum_rating:None, win_rating:None, power_factor:None, win_capacity:23, starting_node_code:None, ending_node_name:281, ending_node_code:None, other_references:None, notes:None
700 | 11376 | E1C | ON | Ontario | HONI | 1 | ac | 60 | 37.037 | 467.9 | 288.827 | 115 | [6 empty] | 1.01 | 33 | 37 |  | ON_GLP_JCT |  | ON_CTL_DSS |  | circuit_id:281, owner:281, planning_rgn:None, num_of_circuits:None, current:None, line_segment_length_km:7, line_segment_length_mi:7, line_length_km:7, line_length_mi:7, voltage:7, reactance:24, smax:25, sum_ampacity:None, win_ampacity:None, sum_rating:None, win_rating:None, power_factor:None, win_capacity:23, starting_node_code:None, ending_node_name:281, ending_node_code:None, other_references:None, notes:None
701 | 11377 | E1C | ON | Ontario | HONI | 1 | ac | 40 | 24.691 | 467.9 | 288.827 | 115 | [6 empty] | 1.01 | 33 | 37 |  | ON_GLP_JCT |  | ON_ETR_JCT |  | circuit_id:281, owner:281, planning_rgn:None, num_of_circuits:None, current:None, line_segment_length_km:6, line_segment_length_mi:6, line_length_km:6, line_length_mi:6, voltage:6, reactance:24, smax:25, sum_ampacity:None, win_ampacity:None, sum_rating:None, win_rating:None, power_factor:None, win_capacity:23, starting_node_code:None, ending_node_name:281, ending_node_code:None, other_references:None, notes:None
702 | 11378 | E1C | ON | Ontario | HONI | 1 | ac | 0.1 | 0.062 | 467.9 | 288.827 | 115 | [6 empty] | 1.01 | 33 | 37 |  | ON_ETR_JCT |  | ON_ETR_ISS |  | circuit_id:281, owner:281, planning_rgn:None, num_of_circuits:None, current:None, line_segment_length_km:6, line_segment_length_mi:6, line_length_km:6, line_length_mi:6, voltage:6, reactance:24, smax:25, sum_ampacity:None, win_ampacity:None, sum_rating:None, win_rating:None, power_factor:None, win_capacity:23, starting_node_code:None, ending_node_name:281, ending_node_code:None, other_references:None, notes:None
703 | 11379 | E1C | ON | Ontario | HONI | 1 | ac | 40 | 24.691 | 467.9 | 288.827 | 115 | [6 empty] | 1.01 | 33 | 37 |  | ON_ETR_JCT |  | ON_PKL_SWS |  | circuit_id:281, owner:281, planning_rgn:None, num_of_circuits:None, current:None, line_segment_length_km:6, line_segment_length_mi:6, line_length_km:6, line_length_mi:6, voltage:6, reactance:24, smax:25, sum_ampacity:None, win_ampacity:None, sum_rating:None, win_rating:None, power_factor:None, win_capacity:23, starting_node_code:None, ending_node_name:281, ending_node_code:None, other_references:None, notes:None
704 | 11380 | E1C | ON | Ontario | HONI | 1 | ac | 0.1 | 0.062 | 467.9 | 288.827 | 115 | [6 empty] | 1.01 | 33 | 37 |  | ON_PKL_SWS |  | ON_CRR_DSS |  | circuit_id:281, owner:281, planning_rgn:None, num_of_circuits:None, current:None, line_segment_length_km:6, line_segment_length_mi:6, line_length_km:6, line_length_mi:6, voltage:6, reactance:24, smax:25, sum_ampacity:None, win_ampacity:None, sum_rating:None, win_rating:None, power_factor:None, win_capacity:23, starting_node_code:None, ending_node_name:281, ending_node_code:None, other_references:None, notes:None
705 | 11381 | E1C | ON | Ontario | HONI | 1 | ac | 0.1 | 0.062 | 467.9 | 288.827 | 115 | [6 empty] | 1.01 | 33 | 37 |  | ON_CRR_DSS |  | ON_PLC_JCT |  | circuit_id:281, owner:281, planning_rgn:None, num_of_circuits:None, current:None, line_segment_length_km:6, line_segment_length_mi:6, line_length_km:6, line_length_mi:6, voltage:6, reactance:24, smax:25, sum_ampacity:None, win_ampacity:None, sum_rating:None, win_rating:None, power_factor:None, win_capacity:23, starting_node_code:None, ending_node_name:281, ending_node_code:None, other_references:None, notes:None
706 | 11382 | E1C | ON | Ontario | HONI | 1 | ac | 187.5 | 115.741 | 467.9 | 288.827 | 115 | [6 empty] | 1.01 | 33 | 37 |  | ON_PLC_JCT |  | ON_MSW_SWS |  | circuit_id:281, owner:281, planning_rgn:None, num_of_circuits:None, current:None, line_segment_length_km:6, line_segment_length_mi:6, line_length_km:6, line_length_mi:6, voltage:6, reactance:24, smax:25, sum_ampacity:None, win_ampacity:None, sum_rating:None, win_rating:None, power_factor:None, win_capacity:23, starting_node_code:None, ending_node_name:281, ending_node_code:None, other_references:None, notes:None
707 | 11383 | E1W | ON | Ontario | HONI | 1 | ac | 12 | 7.407 | 12 | 7.407 | 115 | [6 empty] | 3 | 98 | 108 |  | ON_ESA_TSS |  | ON_MNS_JCT |  | circuit_id:281, owner:281, planning_rgn:None, num_of_circuits:None, current:None, line_segment_length_km:6, line_segment_length_mi:6, line_length_km:6, line_length_mi:6, voltage:6, reactance:24, smax:25, sum_ampacity:None, win_ampacity:None, sum_rating:None, win_rating:None, power_factor:None, win_capacity:23, starting_node_code:None, ending_node_name:281, ending_node_code:None, other_references:None, notes:None
708 | 11384 | E20S | ON | Ontario | HONI | 1 | ac | 24 | 14.815 | 24 | 14.815 | 230 | [6 empty] | 3 | 402 | 435 |  | ON_ESA_TSS |  | ON_STY_DSS |  | circuit_id:281, owner:281, planning_rgn:None, num_of_circuits:None, current:None, line_segment_length_km:6, line_segment_length_mi:6, line_length_km:6, line_length_mi:6, voltage:6, reactance:24, smax:25, sum_ampacity:None, win_ampacity:None, sum_rating:None, win_rating:None, power_factor:None, win_capacity:23, starting_node_code:None, ending_node_name:281, ending_node_code:None, other_references:None, notes:None
709 | 11385 | E21S | ON | Ontario | HONI | 1 | ac | 24 | 14.815 | 24 | 14.815 | 230 | [6 empty] | 3 | 402 | 435 |  | ON_ESA_TSS |  | ON_STY_DSS |  | circuit_id:281, owner:281, planning_rgn:None, num_of_circuits:None, current:None, line_segment_length_km:6, line_segment_length_mi:6, line_length_km:6, line_length_mi:6, voltage:6, reactance:24, smax:25, sum_ampacity:None, win_ampacity:None, sum_rating:None, win_rating:None, power_factor:None, win_capacity:23, starting_node_code:None, ending_node_name:281, ending_node_code:None, other_references:None, notes:None
710 | 11386 | E26 | ON | Ontario | HONI | 1 | ac | 45 | 27.778 | 115.2 | 71.111 | 230 | [6 empty] | 2.55 | 341 | 369 |  | ON_ESA_TSS |  | ON_WBS_JCT |  | circuit_id:281, owner:281, planning_rgn:None, num_of_circuits:None, current:None, line_segment_length_km:6, line_segment_length_mi:6, line_length_km:6, line_length_mi:6, voltage:6, reactance:24, smax:25, sum_ampacity:None, win_ampacity:None, sum_rating:None, win_rating:None, power_factor:None, win_capacity:23, starting_node_code:None, ending_node_name:281, ending_node_code:None, other_references:None, notes:None
711 | 11387 | E26 | ON | Ontario | HONI | 1 | ac | 0.1 | 0.062 | 115.2 | 71.111 | 230 | [6 empty] | 2.55 | 341 | 369 |  | ON_PRS_JCT |  | ON_PRS_DSS |  | circuit_id:281, owner:281, planning_rgn:None, num_of_circuits:None, current:None, line_segment_length_km:6, line_segment_length_mi:6, line_length_km:6, line_length_mi:6, voltage:6, reactance:24, smax:25, sum_ampacity:None, win_ampacity:None, sum_rating:None, win_rating:None, power_factor:None, win_capacity:23, starting_node_code:None, ending_node_name:281, ending_node_code:None, other_references:None, notes:None
712 | 11388 | E26 | ON | Ontario | HONI | 1 | ac | 0.1 | 0.062 | 115.2 | 71.111 | 230 | [6 empty] | 2.55 | 341 | 369 |  | ON_WBS_JCT |  | ON_WBS_DSS |  | circuit_id:281, owner:281, planning_rgn:None, num_of_circuits:None, current:None, line_segment_length_km:6, line_segment_length_mi:6, line_length_km:6, line_length_mi:6, voltage:6, reactance:24, smax:25, sum_ampacity:None, win_ampacity:None, sum_rating:None, win_rating:None, power_factor:None, win_capacity:23, starting_node_code:None, ending_node_name:281, ending_node_code:None, other_references:None, notes:None
713 | 11389 | E26 | ON | Ontario | HONI | 1 | ac | 70 | 43.21 | 115.2 | 71.111 | 230 | [6 empty] | 2.55 | 341 | 369 |  | ON_WBS_JCT |  | ON_PRS_JCT |  | circuit_id:281, owner:281, planning_rgn:None, num_of_circuits:None, current:None, line_segment_length_km:6, line_segment_length_mi:6, line_length_km:6, line_length_mi:6, voltage:6, reactance:24, smax:25, sum_ampacity:None, win_ampacity:None, sum_rating:None, win_rating:None, power_factor:None, win_capacity:23, starting_node_code:None, ending_node_name:281, ending_node_code:None, other_references:None, notes:None
714 | 11390 | E27 | ON | Ontario | HONI | 1 | ac | 45 | 27.778 | 115.2 | 71.111 | 230 | [6 empty] | 2.55 | 341 | 369 |  | ON_ESA_TSS |  | ON_WBS_JCT |  | circuit_id:281, owner:281, planning_rgn:None, num_of_circuits:None, current:None, line_segment_length_km:6, line_segment_length_mi:6, line_length_km:6, line_length_mi:6, voltage:6, reactance:24, smax:25, sum_ampacity:None, win_ampacity:None, sum_rating:None, win_rating:None, power_factor:None, win_capacity:23, starting_node_code:None, ending_node_name:281, ending_node_code:None, other_references:None, notes:None
715 | 11391 | E27 | ON | Ontario | HONI | 1 | ac | 0.1 | 0.062 | 115.2 | 71.111 | 230 | [6 empty] | 2.55 | 341 | 369 |  | ON_PRS_JCT |  | ON_PRS_DSS |  | circuit_id:281, owner:281, planning_rgn:None, num_of_circuits:None, current:None, line_segment_length_km:6, line_segment_length_mi:6, line_length_km:6, line_length_mi:6, voltage:6, reactance:24, smax:25, sum_ampacity:None, win_ampacity:None, sum_rating:None, win_rating:None, power_factor:None, win_capacity:23, starting_node_code:None, ending_node_name:281, ending_node_code:None, other_references:None, notes:None
716 | 11392 | E27 | ON | Ontario | HONI | 1 | ac | 0.1 | 0.062 | 115.2 | 71.111 | 230 | [6 empty] | 2.55 | 341 | 369 |  | ON_WBS_JCT |  | ON_WBS_DSS |  | circuit_id:281, owner:281, planning_rgn:None, num_of_circuits:None, current:None, line_segment_length_km:6, line_segment_length_mi:6, line_length_km:6, line_length_mi:6, voltage:6, reactance:24, smax:25, sum_ampacity:None, win_ampacity:None, sum_rating:None, win_rating:None, power_factor:None, win_capacity:23, starting_node_code:None, ending_node_name:281, ending_node_code:None, other_references:None, notes:None
717 | 11393 | E27 | ON | Ontario | HONI | 1 | ac | 70 | 43.21 | 115.2 | 71.111 | 230 | [6 empty] | 2.55 | 341 | 369 |  | ON_WBS_JCT |  | ON_PRS_JCT |  | circuit_id:281, owner:281, planning_rgn:None, num_of_circuits:None, current:None, line_segment_length_km:6, line_segment_length_mi:6, line_length_km:6, line_length_mi:6, voltage:6, reactance:24, smax:25, sum_ampacity:None, win_ampacity:None, sum_rating:None, win_rating:None, power_factor:None, win_capacity:23, starting_node_code:None, ending_node_name:281, ending_node_code:None, other_references:None, notes:None
718 | 11394 | E2Q | ON | Ontario | HONI | 1 | ac | 20 | 12.346 | 23 | 14.198 | 115 | [6 empty] | 3 | 98 | 108 |  | ON_ELL_DSS |  | ON_QUL_JCT |  | circuit_id:281, owner:281, planning_rgn:None, num_of_circuits:None, current:None, line_segment_length_km:6, line_segment_length_mi:6, line_length_km:6, line_length_mi:6, voltage:6, reactance:24, smax:25, sum_ampacity:None, win_ampacity:None, sum_rating:None, win_rating:None, power_factor:None, win_capacity:23, starting_node_code:None, ending_node_name:281, ending_node_code:None, other_references:None, notes:None
719 | 11395 | E2Q | ON | Ontario | HONI | 1 | ac | 3 | 1.852 | 23 | 14.198 | 115 | [6 empty] | 3 | 98 | 108 |  | ON_QUL_JCT |  | ON_DNM_ISS |  | circuit_id:281, owner:281, planning_rgn:None, num_of_circuits:None, current:None, line_segment_length_km:6, line_segment_length_mi:6, line_length_km:6, line_length_mi:6, voltage:6, reactance:24, smax:25, sum_ampacity:None, win_ampacity:None, sum_rating:None, win_rating:None, power_factor:None, win_capacity:23, starting_node_code:None, ending_node_name:281, ending_node_code:None, other_references:None, notes:None
720 | 11396 | E2R | ON | Ontario | HONI | 1 | ac | 22 | 13.58 | 66 | 40.741 | 115 | [6 empty] | 3 | 98 | 108 |  | ON_BLM_JCT |  | ON_RDL_DSS |  | circuit_id:281, owner:281, planning_rgn:None, num_of_circuits:None, current:None, line_segment_length_km:7, line_segment_length_mi:7, line_length_km:7, line_length_mi:7, voltage:7, reactance:24, smax:25, sum_ampacity:None, win_ampacity:None, sum_rating:None, win_rating:None, power_factor:None, win_capacity:23, starting_node_code:None, ending_node_name:281, ending_node_code:None, other_references:None, notes:None
721 | 11397 | E2R | ON | Ontario | HONI | 1 | ac | 22 | 13.58 | 66 | 40.741 | 115 | [6 empty] | 3 | 98 | 108 |  | ON_EAF_DSS |  | ON_PAK_JCT |  | circuit_id:281, owner:281, planning_rgn:None, num_of_circuits:None, current:None, line_segment_length_km:7, line_segment_length_mi:7, line_length_km:7, line_length_mi:7, voltage:7, reactance:24, smax:25, sum_ampacity:None, win_ampacity:None, sum_rating:None, win_rating:None, power_factor:None, win_capacity:23, starting_node_code:None, ending_node_name:281, ending_node_code:None, other_references:None, notes:None
722 | 11398 | E2R | ON | Ontario | HONI | 1 | ac | 22 | 13.58 | 66 | 40.741 | 115 | [6 empty] | 3 | 98 | 108 |  | ON_PAK_JCT |  | ON_BLM_JCT |  | circuit_id:281, owner:281, planning_rgn:None, num_of_circuits:None, current:None, line_segment_length_km:7, line_segment_length_mi:7, line_length_km:7, line_length_mi:7, voltage:7, reactance:24, smax:25, sum_ampacity:None, win_ampacity:None, sum_rating:None, win_rating:None, power_factor:None, win_capacity:23, starting_node_code:None, ending_node_name:281, ending_node_code:None, other_references:None, notes:None
723 | 11399 | E34M | ON | Ontario | HONI | 1 | ac | 23 | 14.198 | 40.1 | 24.753 | 230 | [6 empty] | 3 | 402 | 435 |  | ON_ALM_DSS |  | ON_DID_JCT |  | circuit_id:281, owner:281, planning_rgn:None, num_of_circuits:None, current:None, line_segment_length_km:6, line_segment_length_mi:6, line_length_km:6, line_length_mi:6, voltage:6, reactance:24, smax:25, sum_ampacity:None, win_ampacity:None, sum_rating:None, win_rating:None, power_factor:None, win_capacity:23, starting_node_code:None, ending_node_name:281, ending_node_code:None, other_references:None, notes:None
724 | 11400 | E34M | ON | Ontario | HONI | 1 | ac | 2 | 1.235 | 40.1 | 24.753 | 230 | [6 empty] | 3 | 402 | 435 |  | ON_DID_JCT |  | ON_TRF_JCT |  | circuit_id:281, owner:281, planning_rgn:None, num_of_circuits:None, current:None, line_segment_length_km:6, line_segment_length_mi:6, line_length_km:6, line_length_mi:6, voltage:6, reactance:24, smax:25, sum_ampacity:None, win_ampacity:None, sum_rating:None, win_rating:None, power_factor:None, win_capacity:23, starting_node_code:None, ending_node_name:281, ending_node_code:None, other_references:None, notes:None
725 | 11401 | E34M | ON | Ontario | HONI | 2 | ac | 0.1 | 0.062 | 40.1 | 24.753 | 230 | [6 empty] | 3 | 402 | 435 |  | ON_TRF_JCT |  | ON_TRF_DSS |  | circuit_id:281, owner:281, planning_rgn:None, num_of_circuits:None, current:None, line_segment_length_km:6, line_segment_length_mi:6, line_length_km:6, line_length_mi:6, voltage:6, reactance:24, smax:25, sum_ampacity:None, win_ampacity:None, sum_rating:None, win_rating:None, power_factor:None, win_capacity:23, starting_node_code:None, ending_node_name:281, ending_node_code:None, other_references:None, notes:None
726 | 11402 | E34M | ON | Ontario | HONI | 1 | ac | 15 | 9.259 | 40.1 | 24.753 | 230 | [6 empty] | 3 | 402 | 435 |  | ON_TRF_JCT |  | ON_MER_TSS |  | circuit_id:281, owner:281, planning_rgn:None, num_of_circuits:None, current:None, line_segment_length_km:6, line_segment_length_mi:6, line_length_km:6, line_length_mi:6, voltage:6, reactance:24, smax:25, sum_ampacity:None, win_ampacity:None, sum_rating:None, win_rating:None, power_factor:None, win_capacity:23, starting_node_code:None, ending_node_name:281, ending_node_code:None, other_references:None, notes:None
727 | 11403 | E3B | ON | Ontario | HONI | 1 | ac | 12 | 7.407 | 12 | 7.407 | 115 | [6 empty] | 3 | 98 | 108 |  | ON_ESA_TSS |  | ON_BAR_DSS |  | circuit_id:281, owner:281, planning_rgn:None, num_of_circuits:None, current:None, line_segment_length_km:6, line_segment_length_mi:6, line_length_km:6, line_length_mi:6, voltage:6, reactance:24, smax:25, sum_ampacity:None, win_ampacity:None, sum_rating:None, win_rating:None, power_factor:None, win_capacity:23, starting_node_code:None, ending_node_name:281, ending_node_code:None, other_references:None, notes:None
728 | 11404 | E4B | ON | Ontario | HONI | 1 | ac | 12 | 7.407 | 12 | 7.407 | 115 | [6 empty] | 3 | 98 | 108 |  | ON_ESA_TSS |  | ON_BAR_DSS |  | circuit_id:281, owner:281, planning_rgn:None, num_of_circuits:None, current:None, line_segment_length_km:6, line_segment_length_mi:6, line_length_km:6, line_length_mi:6, voltage:6, reactance:24, smax:25, sum_ampacity:None, win_ampacity:None, sum_rating:None, win_rating:None, power_factor:None, win_capacity:23, starting_node_code:None, ending_node_name:281, ending_node_code:None, other_references:None, notes:None
729 | 11405 | E4D | ON | Ontario | HONI | 1 | ac | 30.2 | 18.642 | 98.5 | 60.802 | 115 | [6 empty] | 2.82 | 93 | 102 |  | ON_EAF_DSS |  | ON_SCL_JCT |  | circuit_id:281, owner:281, planning_rgn:None, num_of_circuits:None, current:None, line_segment_length_km:7, line_segment_length_mi:7, line_length_km:7, line_length_mi:7, voltage:7, reactance:24, smax:25, sum_ampacity:None, win_ampacity:None, sum_rating:None, win_rating:None, power_factor:None, win_capacity:23, starting_node_code:None, ending_node_name:281, ending_node_code:None, other_references:None, notes:None
730 | 11406 | E4D | ON | Ontario | HONI | 1 | ac | 68.2 | 42.099 | 98.5 | 60.802 | 115 | [6 empty] | 2.82 | 93 | 102 |  | ON_SCL_JCT |  | ON_DRY_TSS |  | circuit_id:281, owner:281, planning_rgn:None, num_of_circuits:None, current:None, line_segment_length_km:7, line_segment_length_mi:7, line_length_km:7, line_length_mi:7, voltage:7, reactance:24, smax:25, sum_ampacity:None, win_ampacity:None, sum_rating:None, win_rating:None, power_factor:None, win_capacity:23, starting_node_code:None, ending_node_name:281, ending_node_code:None, other_references:None, notes:None
731 | 11407 | E4D | ON | Ontario | HONI | 1 | ac | 0.1 | 0.062 | 98.5 | 60.802 | 115 | [6 empty] | 2.82 | 93 | 102 |  | ON_SCL_JCT |  | ON_PER_DSS |  | circuit_id:281, owner:281, planning_rgn:None, num_of_circuits:None, current:None, line_segment_length_km:7, line_segment_length_mi:7, line_length_km:7, line_length_mi:7, voltage:7, reactance:24, smax:25, sum_ampacity:None, win_ampacity:None, sum_rating:None, win_rating:None, power_factor:None, win_capacity:23, starting_node_code:None, ending_node_name:281, ending_node_code:None, other_references:None, notes:None
732 | 11408 | E510V | ON | Ontario | HONI | 1 | ac | 65 | 40.123 | 65 | 40.123 | 500 | [6 empty] | 3 | 2550 | 3225 |  | ON_ESA_TSS |  | ON_CLV_TSS |  | circuit_id:281, owner:281, planning_rgn:None, num_of_circuits:None, current:None, line_segment_length_km:6, line_segment_length_mi:6, line_length_km:6, line_length_mi:6, voltage:6, reactance:24, smax:25, sum_ampacity:None, win_ampacity:None, sum_rating:None, win_rating:None, power_factor:None, win_capacity:23, starting_node_code:None, ending_node_name:281, ending_node_code:None, other_references:None, notes:None
733 | 11409 | E511V | ON | Ontario | HONI | 1 | ac | 65 | 40.123 | 65 | 40.123 | 500 | [6 empty] | 3 | 2550 | 3225 |  | ON_ESA_TSS |  | ON_CLV_TSS |  | circuit_id:281, owner:281, planning_rgn:None, num_of_circuits:None, current:None, line_segment_length_km:6, line_segment_length_mi:6, line_length_km:6, line_length_mi:6, voltage:6, reactance:24, smax:25, sum_ampacity:None, win_ampacity:None, sum_rating:None, win_rating:None, power_factor:None, win_capacity:23, starting_node_code:None, ending_node_name:281, ending_node_code:None, other_references:None, notes:None
734 | 11410 | E564L | ON | Ontario | HONI | 1 | ac | 36 | 22.222 | 36 | 22.222 | 500 | [6 empty] | 3 | 2550 | 3225 |  | ON_EVG_SWS |  | ON_LGW_DSS |  | circuit_id:281, owner:281, planning_rgn:None, num_of_circuits:None, current:None, line_segment_length_km:6, line_segment_length_mi:6, line_length_km:6, line_length_mi:6, voltage:6, reactance:24, smax:25, sum_ampacity:None, win_ampacity:None, sum_rating:None, win_rating:None, power_factor:None, win_capacity:23, starting_node_code:None, ending_node_name:281, ending_node_code:None, other_references:None, notes:None
735 | 11411 | E578P | ON | Ontario | HONI | 1 | ac | 0.1 | 0.062 | 0.1 | 0.062 | 500 | [6 empty] | 3 | 2550 | 3225 |  | ON_EVG_SWS |  | ON_PKH_ISS |  | circuit_id:281, owner:281, planning_rgn:None, num_of_circuits:None, current:None, line_segment_length_km:6, line_segment_length_mi:6, line_length_km:6, line_length_mi:6, voltage:6, reactance:24, smax:25, sum_ampacity:None, win_ampacity:None, sum_rating:None, win_rating:None, power_factor:None, win_capacity:23, starting_node_code:None, ending_node_name:281, ending_node_code:None, other_references:None, notes:None
736 | 11412 | E6L | ON | Ontario | HONI | 1 | ac | 1 | 0.617 | 1 | 0.617 | 115 | [6 empty] | 3 | 98 | 108 |  | ON_SFT_DSS |  | ON_EGM_SWS |  | circuit_id:281, owner:281, planning_rgn:None, num_of_circuits:None, current:None, line_segment_length_km:6, line_segment_length_mi:6, line_length_km:6, line_length_mi:6, voltage:6, reactance:24, smax:25, sum_ampacity:None, win_ampacity:None, sum_rating:None, win_rating:None, power_factor:None, win_capacity:23, starting_node_code:None, ending_node_name:281, ending_node_code:None, other_references:None, notes:None
737 | 11413 | E8F | ON | Ontario | HONI | 1 | ac | 0.5 | 0.309 | 2.5 | 1.543 | 115 | [6 empty] | 3 | 98 | 108 |  | ON_ESX_DSS |  | ON_CHY_ISS |  | circuit_id:281, owner:281, planning_rgn:None, num_of_circuits:None, current:None, line_segment_length_km:6, line_segment_length_mi:6, line_length_km:6, line_length_mi:6, voltage:6, reactance:24, smax:25, sum_ampacity:None, win_ampacity:None, sum_rating:None, win_rating:None, power_factor:None, win_capacity:23, starting_node_code:None, ending_node_name:281, ending_node_code:None, other_references:None, notes:None
738 | 11414 | E8F | ON | Ontario | HONI | 1 | ac | 0.5 | 0.309 | 2.5 | 1.543 | 115 | [6 empty] | 3 | 98 | 108 |  | ON_CHY_ISS |  | ON_GMW_ISS |  | circuit_id:281, owner:281, planning_rgn:None, num_of_circuits:None, current:None, line_segment_length_km:6, line_segment_length_mi:6, line_length_km:6, line_length_mi:6, voltage:6, reactance:24, smax:25, sum_ampacity:None, win_ampacity:None, sum_rating:None, win_rating:None, power_factor:None, win_capacity:23, starting_node_code:None, ending_node_name:281, ending_node_code:None, other_references:None, notes:None
739 | 11415 | E8F | ON | Ontario | HONI | 1 | ac | 0.5 | 0.309 | 2.5 | 1.543 | 115 | [6 empty] | 3 | 98 | 108 |  | ON_GMW_ISS |  | ON_FDA_ISS |  | circuit_id:281, owner:281, planning_rgn:None, num_of_circuits:None, current:None, line_segment_length_km:6, line_segment_length_mi:6, line_length_km:6, line_length_mi:6, voltage:6, reactance:24, smax:25, sum_ampacity:None, win_ampacity:None, sum_rating:None, win_rating:None, power_factor:None, win_capacity:23, starting_node_code:None, ending_node_name:281, ending_node_code:None, other_references:None, notes:None
740 | 11416 | E8F | ON | Ontario | HONI | 1 | ac | 0.5 | 0.309 | 2.5 | 1.543 | 115 | [6 empty] | 3 | 98 | 108 |  | ON_FDA_ISS |  | ON_FDW_ISS |  | circuit_id:281, owner:281, planning_rgn:None, num_of_circuits:None, current:None, line_segment_length_km:6, line_segment_length_mi:6, line_length_km:6, line_length_mi:6, voltage:6, reactance:24, smax:25, sum_ampacity:None, win_ampacity:None, sum_rating:None, win_rating:None, power_factor:None, win_capacity:23, starting_node_code:None, ending_node_name:281, ending_node_code:None, other_references:None, notes:None
741 | 11417 | E8F | ON | Ontario | HONI | 1 | ac | 0.5 | 0.309 | 2.5 | 1.543 | 115 | [6 empty] | 3 | 98 | 108 |  | ON_FDW_ISS |  | ON_EWI_GSS |  | circuit_id:281, owner:281, planning_rgn:None, num_of_circuits:None, current:None, line_segment_length_km:6, line_segment_length_mi:6, line_length_km:6, line_length_mi:6, voltage:6, reactance:24, smax:25, sum_ampacity:None, win_ampacity:None, sum_rating:None, win_rating:None, power_factor:None, win_capacity:23, starting_node_code:None, ending_node_name:281, ending_node_code:None, other_references:None, notes:None
742 | 11418 | E8V | ON | Ontario | HONI | 2 | ac | 0.1 | 0.062 | 52.1 | 32.16 | 230 | [6 empty] | 3 | 402 | 435 |  | ON_ALS_JCT |  | ON_ALS_DSS |  | circuit_id:281, owner:281, planning_rgn:None, num_of_circuits:None, current:None, line_segment_length_km:6, line_segment_length_mi:6, line_length_km:6, line_length_mi:6, voltage:6, reactance:24, smax:25, sum_ampacity:None, win_ampacity:None, sum_rating:None, win_rating:None, power_factor:None, win_capacity:23, starting_node_code:None, ending_node_name:281, ending_node_code:None, other_references:None, notes:None
743 | 11419 | E8V | ON | Ontario | HONI | 1 | ac | 12 | 7.407 | 52.1 | 32.16 | 230 | [6 empty] | 3 | 402 | 435 |  | ON_ALS_JCT |  | ON_EVT_JCT |  | circuit_id:281, owner:281, planning_rgn:None, num_of_circuits:None, current:None, line_segment_length_km:6, line_segment_length_mi:6, line_length_km:6, line_length_mi:6, voltage:6, reactance:24, smax:25, sum_ampacity:None, win_ampacity:None, sum_rating:None, win_rating:None, power_factor:None, win_capacity:23, starting_node_code:None, ending_node_name:281, ending_node_code:None, other_references:None, notes:None
744 | 11420 | E8V | ON | Ontario | HONI | 1 | ac | 8 | 4.938 | 52.1 | 32.16 | 230 | [6 empty] | 3 | 402 | 435 |  | ON_ESA_TSS |  | ON_ALS_JCT |  | circuit_id:281, owner:281, planning_rgn:None, num_of_circuits:None, current:None, line_segment_length_km:6, line_segment_length_mi:6, line_length_km:6, line_length_mi:6, voltage:6, reactance:24, smax:25, sum_ampacity:None, win_ampacity:None, sum_rating:None, win_rating:None, power_factor:None, win_capacity:23, starting_node_code:None, ending_node_name:281, ending_node_code:None, other_references:None, notes:None
745 | 11421 | E8V | ON | Ontario | HONI | 1 | ac | 2 | 1.235 | 52.1 | 32.16 | 230 | [6 empty] | 3 | 402 | 435 |  | ON_EVT_JCT |  | ON_EVT_DSS |  | circuit_id:281, owner:281, planning_rgn:None, num_of_circuits:None, current:None, line_segment_length_km:6, line_segment_length_mi:6, line_length_km:6, line_length_mi:6, voltage:6, reactance:24, smax:25, sum_ampacity:None, win_ampacity:None, sum_rating:None, win_rating:None, power_factor:None, win_capacity:23, starting_node_code:None, ending_node_name:281, ending_node_code:None, other_references:None, notes:None
746 | 11422 | E8V | ON | Ontario | HONI | 1 | ac | 30 | 18.519 | 52.1 | 32.16 | 230 | [6 empty] | 3 | 402 | 435 |  | ON_EVT_JCT |  | ON_ORA_DSS |  | circuit_id:281, owner:281, planning_rgn:None, num_of_circuits:None, current:None, line_segment_length_km:6, line_segment_length_mi:6, line_length_km:6, line_length_mi:6, voltage:6, reactance:24, smax:25, sum_ampacity:None, win_ampacity:None, sum_rating:None, win_rating:None, power_factor:None, win_capacity:23, starting_node_code:None, ending_node_name:281, ending_node_code:None, other_references:None, notes:None
747 | 11423 | E9F | ON | Ontario | HONI | 1 | ac | 0.5 | 0.309 | 2.5 | 1.543 | 115 | [6 empty] | 3 | 98 | 108 |  | ON_ESX_DSS |  | ON_CHY_ISS |  | circuit_id:281, owner:281, planning_rgn:None, num_of_circuits:None, current:None, line_segment_length_km:6, line_segment_length_mi:6, line_length_km:6, line_length_mi:6, voltage:6, reactance:24, smax:25, sum_ampacity:None, win_ampacity:None, sum_rating:None, win_rating:None, power_factor:None, win_capacity:23, starting_node_code:None, ending_node_name:281, ending_node_code:None, other_references:None, notes:None
748 | 11424 | E9F | ON | Ontario | HONI | 1 | ac | 0.5 | 0.309 | 2.5 | 1.543 | 115 | [6 empty] | 3 | 98 | 108 |  | ON_CHY_ISS |  | ON_GMW_ISS |  | circuit_id:281, owner:281, planning_rgn:None, num_of_circuits:None, current:None, line_segment_length_km:6, line_segment_length_mi:6, line_length_km:6, line_length_mi:6, voltage:6, reactance:24, smax:25, sum_ampacity:None, win_ampacity:None, sum_rating:None, win_rating:None, power_factor:None, win_capacity:23, starting_node_code:None, ending_node_name:281, ending_node_code:None, other_references:None, notes:None
749 | 11425 | E9F | ON | Ontario | HONI | 1 | ac | 0.5 | 0.309 | 2.5 | 1.543 | 115 | [6 empty] | 3 | 98 | 108 |  | ON_GMW_ISS |  | ON_FDA_ISS |  | circuit_id:281, owner:281, planning_rgn:None, num_of_circuits:None, current:None, line_segment_length_km:6, line_segment_length_mi:6, line_length_km:6, line_length_mi:6, voltage:6, reactance:24, smax:25, sum_ampacity:None, win_ampacity:None, sum_rating:None, win_rating:None, power_factor:None, win_capacity:23, starting_node_code:None, ending_node_name:281, ending_node_code:None, other_references:None, notes:None
750 | 11426 | E9F | ON | Ontario | HONI | 1 | ac | 0.5 | 0.309 | 2.5 | 1.543 | 115 | [6 empty] | 3 | 98 | 108 |  | ON_FDA_ISS |  | ON_FDW_ISS |  | circuit_id:281, owner:281, planning_rgn:None, num_of_circuits:None, current:None, line_segment_length_km:6, line_segment_length_mi:6, line_length_km:6, line_length_mi:6, voltage:6, reactance:24, smax:25, sum_ampacity:None, win_ampacity:None, sum_rating:None, win_rating:None, power_factor:None, win_capacity:23, starting_node_code:None, ending_node_name:281, ending_node_code:None, other_references:None, notes:None
751 | 11427 | E9F | ON | Ontario | HONI | 1 | ac | 0.5 | 0.309 | 2.5 | 1.543 | 115 | [6 empty] | 3 | 98 | 108 |  | ON_FDW_ISS |  | ON_EWI_GSS |  | circuit_id:281, owner:281, planning_rgn:None, num_of_circuits:None, current:None, line_segment_length_km:6, line_segment_length_mi:6, line_length_km:6, line_length_mi:6, voltage:6, reactance:24, smax:25, sum_ampacity:None, win_ampacity:None, sum_rating:None, win_rating:None, power_factor:None, win_capacity:23, starting_node_code:None, ending_node_name:281, ending_node_code:None, other_references:None, notes:None
752 | 11428 | E9V | ON | Ontario | HONI | 2 | ac | 0.1 | 0.062 | 52.1 | 32.16 | 230 | [6 empty] | 3 | 402 | 435 |  | ON_ALS_JCT |  | ON_ALS_DSS |  | circuit_id:281, owner:281, planning_rgn:None, num_of_circuits:None, current:None, line_segment_length_km:6, line_segment_length_mi:6, line_length_km:6, line_length_mi:6, voltage:6, reactance:24, smax:25, sum_ampacity:None, win_ampacity:None, sum_rating:None, win_rating:None, power_factor:None, win_capacity:23, starting_node_code:None, ending_node_name:281, ending_node_code:None, other_references:None, notes:None
753 | 11429 | E9V | ON | Ontario | HONI | 1 | ac | 12 | 7.407 | 52.1 | 32.16 | 230 | [6 empty] | 3 | 402 | 435 |  | ON_ALS_JCT |  | ON_EVT_JCT |  | circuit_id:281, owner:281, planning_rgn:None, num_of_circuits:None, current:None, line_segment_length_km:6, line_segment_length_mi:6, line_length_km:6, line_length_mi:6, voltage:6, reactance:24, smax:25, sum_ampacity:None, win_ampacity:None, sum_rating:None, win_rating:None, power_factor:None, win_capacity:23, starting_node_code:None, ending_node_name:281, ending_node_code:None, other_references:None, notes:None
754 | 11430 | E9V | ON | Ontario | HONI | 1 | ac | 8 | 4.938 | 52.1 | 32.16 | 230 | [6 empty] | 3 | 402 | 435 |  | ON_ESA_TSS |  | ON_ALS_JCT |  | circuit_id:281, owner:281, planning_rgn:None, num_of_circuits:None, current:None, line_segment_length_km:6, line_segment_length_mi:6, line_length_km:6, line_length_mi:6, voltage:6, reactance:24, smax:25, sum_ampacity:None, win_ampacity:None, sum_rating:None, win_rating:None, power_factor:None, win_capacity:23, starting_node_code:None, ending_node_name:281, ending_node_code:None, other_references:None, notes:None
755 | 11431 | E9V | ON | Ontario | HONI | 1 | ac | 2 | 1.235 | 52.1 | 32.16 | 230 | [6 empty] | 3 | 402 | 435 |  | ON_EVT_JCT |  | ON_EVT_DSS |  | circuit_id:281, owner:281, planning_rgn:None, num_of_circuits:None, current:None, line_segment_length_km:6, line_segment_length_mi:6, line_length_km:6, line_length_mi:6, voltage:6, reactance:24, smax:25, sum_ampacity:None, win_ampacity:None, sum_rating:None, win_rating:None, power_factor:None, win_capacity:23, starting_node_code:None, ending_node_name:281, ending_node_code:None, other_references:None, notes:None
756 | 11432 | E9V | ON | Ontario | HONI | 1 | ac | 30 | 18.519 | 52.1 | 32.16 | 230 | [6 empty] | 3 | 402 | 435 |  | ON_EVT_JCT |  | ON_ORA_DSS |  | circuit_id:281, owner:281, planning_rgn:None, num_of_circuits:None, current:None, line_segment_length_km:6, line_segment_length_mi:6, line_length_km:6, line_length_mi:6, voltage:6, reactance:24, smax:25, sum_ampacity:None, win_ampacity:None, sum_rating:None, win_rating:None, power_factor:None, win_capacity:23, starting_node_code:None, ending_node_name:281, ending_node_code:None, other_references:None, notes:None
757 | 11433 | F10MV | ON | Ontario | HONI | 1 | ac | 4.2 | 2.593 | 18 | 11.111 | 115 | [6 empty] | 3 | 98 | 108 |  | ON_MER_TSS |  | ON_CTV_JCT |  | circuit_id:281, owner:281, planning_rgn:None, num_of_circuits:None, current:None, line_segment_length_km:7, line_segment_length_mi:7, line_length_km:7, line_length_mi:7, voltage:7, reactance:24, smax:25, sum_ampacity:None, win_ampacity:None, sum_rating:None, win_rating:None, power_factor:None, win_capacity:23, starting_node_code:None, ending_node_name:281, ending_node_code:None, other_references:None, notes:None
758 | 11434 | F10MV | ON | Ontario | HONI | 1 | ac | 4 | 2.469 | 18 | 11.111 | 115 | [6 empty] | 3 | 98 | 108 |  | ON_CTV_JCT |  | ON_VLT_JCT |  | circuit_id:281, owner:281, planning_rgn:None, num_of_circuits:None, current:None, line_segment_length_km:6, line_segment_length_mi:6, line_length_km:6, line_length_mi:6, voltage:6, reactance:24, smax:25, sum_ampacity:None, win_ampacity:None, sum_rating:None, win_rating:None, power_factor:None, win_capacity:23, starting_node_code:None, ending_node_name:281, ending_node_code:None, other_references:None, notes:None
759 | 11435 | F10MV | ON | Ontario | HONI | 1 | ac | 2 | 1.235 | 18 | 11.111 | 115 | [6 empty] | 3 | 98 | 108 |  | ON_VLT_JCT |  | ON_HIN_DSS |  | circuit_id:281, owner:281, planning_rgn:None, num_of_circuits:None, current:None, line_segment_length_km:6, line_segment_length_mi:6, line_length_km:6, line_length_mi:6, voltage:6, reactance:24, smax:25, sum_ampacity:None, win_ampacity:None, sum_rating:None, win_rating:None, power_factor:None, win_capacity:23, starting_node_code:None, ending_node_name:281, ending_node_code:None, other_references:None, notes:None
760 | 11436 | F10MV | ON | Ontario | HONI | 1 | ac | 4.9 | 3.025 | 18 | 11.111 | 115 | [6 empty] | 3 | 98 | 108 |  | ON_CTV_JCT |  | ON_WDR_DSS |  | circuit_id:281, owner:281, planning_rgn:None, num_of_circuits:None, current:None, line_segment_length_km:7, line_segment_length_mi:7, line_length_km:7, line_length_mi:7, voltage:7, reactance:24, smax:25, sum_ampacity:None, win_ampacity:None, sum_rating:None, win_rating:None, power_factor:None, win_capacity:23, starting_node_code:None, ending_node_name:281, ending_node_code:None, other_references:None, notes:None
761 | 11437 | F10MV | ON | Ontario | HONI | 1 | ac | 2.9 | 1.79 | 18 | 11.111 | 115 | [6 empty] | 3 | 98 | 108 |  | ON_WDR_DSS |  | ON_LNH_DSS |  | circuit_id:281, owner:281, planning_rgn:None, num_of_circuits:None, current:None, line_segment_length_km:7, line_segment_length_mi:7, line_length_km:7, line_length_mi:7, voltage:7, reactance:24, smax:25, sum_ampacity:None, win_ampacity:None, sum_rating:None, win_rating:None, power_factor:None, win_capacity:23, starting_node_code:None, ending_node_name:281, ending_node_code:None, other_references:None, notes:None
762 | 11438 | F11C | ON | Ontario | HONI | 1 | ac | 4.8 | 2.963 | 30 | 18.519 | 115 | [6 empty] | 3 | 98 | 108 |  | ON_FPT_SWS |  | ON_KGB_JCT |  | circuit_id:281, owner:281, planning_rgn:None, num_of_circuits:None, current:None, line_segment_length_km:7, line_segment_length_mi:7, line_length_km:7, line_length_mi:7, voltage:7, reactance:24, smax:25, sum_ampacity:None, win_ampacity:None, sum_rating:None, win_rating:None, power_factor:None, win_capacity:23, starting_node_code:None, ending_node_name:281, ending_node_code:None, other_references:None, notes:None
763 | 11439 | F11C | ON | Ontario | HONI | 1 | ac | 0.1 | 0.062 | 30 | 18.519 | 115 | [6 empty] | 3 | 98 | 108 |  | ON_KGB_JCT |  | ON_KM5_DSS |  | circuit_id:281, owner:281, planning_rgn:None, num_of_circuits:None, current:None, line_segment_length_km:7, line_segment_length_mi:7, line_length_km:7, line_length_mi:7, voltage:7, reactance:24, smax:25, sum_ampacity:None, win_ampacity:None, sum_rating:None, win_rating:None, power_factor:None, win_capacity:23, starting_node_code:None, ending_node_name:281, ending_node_code:None, other_references:None, notes:None
764 | 11440 | F11C | ON | Ontario | HONI | 1 | ac | 8.6 | 5.309 | 30 | 18.519 | 115 | [6 empty] | 3 | 98 | 108 |  | ON_FPT_SWS |  | ON_SPS_JCT |  | circuit_id:281, owner:281, planning_rgn:None, num_of_circuits:None, current:None, line_segment_length_km:7, line_segment_length_mi:7, line_length_km:7, line_length_mi:7, voltage:7, reactance:24, smax:25, sum_ampacity:None, win_ampacity:None, sum_rating:None, win_rating:None, power_factor:None, win_capacity:23, starting_node_code:None, ending_node_name:281, ending_node_code:None, other_references:None, notes:None
765 | 11441 | F11C | ON | Ontario | HONI | 1 | ac | 1.1 | 0.679 | 30 | 18.519 | 115 | [6 empty] | 3 | 98 | 108 |  | ON_SPS_JCT |  | ON_PRE_DSS |  | circuit_id:281, owner:281, planning_rgn:None, num_of_circuits:None, current:None, line_segment_length_km:7, line_segment_length_mi:7, line_length_km:7, line_length_mi:7, voltage:7, reactance:24, smax:25, sum_ampacity:None, win_ampacity:None, sum_rating:None, win_rating:None, power_factor:None, win_capacity:23, starting_node_code:None, ending_node_name:281, ending_node_code:None, other_references:None, notes:None
766 | 11442 | F11C | ON | Ontario | HONI | 1 | ac | 15.3 | 9.444 | 30 | 18.519 | 115 | [6 empty] | 3 | 98 | 108 |  | ON_SPS_JCT |  | ON_SPR_JCT |  | circuit_id:281, owner:281, planning_rgn:None, num_of_circuits:None, current:None, line_segment_length_km:7, line_segment_length_mi:7, line_length_km:7, line_length_mi:7, voltage:7, reactance:24, smax:25, sum_ampacity:None, win_ampacity:None, sum_rating:None, win_rating:None, power_factor:None, win_capacity:23, starting_node_code:None, ending_node_name:281, ending_node_code:None, other_references:None, notes:None
767 | 11443 | F11C | ON | Ontario | HONI | 1 | ac | 0.1 | 0.062 | 30 | 18.519 | 115 | [6 empty] | 3 | 98 | 108 |  | ON_SPR_JCT |  | ON_CED_DSS |  | circuit_id:281, owner:281, planning_rgn:None, num_of_circuits:None, current:None, line_segment_length_km:7, line_segment_length_mi:7, line_length_km:7, line_length_mi:7, voltage:7, reactance:24, smax:25, sum_ampacity:None, win_ampacity:None, sum_rating:None, win_rating:None, power_factor:None, win_capacity:23, starting_node_code:None, ending_node_name:281, ending_node_code:None, other_references:None, notes:None
768 | 11444 | F12C | ON | Ontario | HONI | 1 | ac | 4.8 | 2.963 | 30 | 18.519 | 115 | [6 empty] | 3 | 98 | 108 |  | ON_FPT_SWS |  | ON_KGB_JCT |  | circuit_id:281, owner:281, planning_rgn:None, num_of_circuits:None, current:None, line_segment_length_km:7, line_segment_length_mi:7, line_length_km:7, line_length_mi:7, voltage:7, reactance:24, smax:25, sum_ampacity:None, win_ampacity:None, sum_rating:None, win_rating:None, power_factor:None, win_capacity:23, starting_node_code:None, ending_node_name:281, ending_node_code:None, other_references:None, notes:None
769 | 11445 | F12C | ON | Ontario | HONI | 1 | ac | 0.1 | 0.062 | 30 | 18.519 | 115 | [6 empty] | 3 | 98 | 108 |  | ON_KGB_JCT |  | ON_KM5_DSS |  | circuit_id:281, owner:281, planning_rgn:None, num_of_circuits:None, current:None, line_segment_length_km:7, line_segment_length_mi:7, line_length_km:7, line_length_mi:7, voltage:7, reactance:24, smax:25, sum_ampacity:None, win_ampacity:None, sum_rating:None, win_rating:None, power_factor:None, win_capacity:23, starting_node_code:None, ending_node_name:281, ending_node_code:None, other_references:None, notes:None
770 | 11446 | F12C | ON | Ontario | HONI | 1 | ac | 8.6 | 5.309 | 30 | 18.519 | 115 | [6 empty] | 3 | 98 | 108 |  | ON_FPT_SWS |  | ON_SPS_JCT |  | circuit_id:281, owner:281, planning_rgn:None, num_of_circuits:None, current:None, line_segment_length_km:7, line_segment_length_mi:7, line_length_km:7, line_length_mi:7, voltage:7, reactance:24, smax:25, sum_ampacity:None, win_ampacity:None, sum_rating:None, win_rating:None, power_factor:None, win_capacity:23, starting_node_code:None, ending_node_name:281, ending_node_code:None, other_references:None, notes:None
771 | 11447 | F12C | ON | Ontario | HONI | 1 | ac | 1.1 | 0.679 | 30 | 18.519 | 115 | [6 empty] | 3 | 98 | 108 |  | ON_SPS_JCT |  | ON_PRE_DSS |  | circuit_id:281, owner:281, planning_rgn:None, num_of_circuits:None, current:None, line_segment_length_km:7, line_segment_length_mi:7, line_length_km:7, line_length_mi:7, voltage:7, reactance:24, smax:25, sum_ampacity:None, win_ampacity:None, sum_rating:None, win_rating:None, power_factor:None, win_capacity:23, starting_node_code:None, ending_node_name:281, ending_node_code:None, other_references:None, notes:None
772 | 11448 | F12C | ON | Ontario | HONI | 1 | ac | 15.3 | 9.444 | 30 | 18.519 | 115 | [6 empty] | 3 | 98 | 108 |  | ON_SPS_JCT |  | ON_SPR_JCT |  | circuit_id:281, owner:281, planning_rgn:None, num_of_circuits:None, current:None, line_segment_length_km:7, line_segment_length_mi:7, line_length_km:7, line_length_mi:7, voltage:7, reactance:24, smax:25, sum_ampacity:None, win_ampacity:None, sum_rating:None, win_rating:None, power_factor:None, win_capacity:23, starting_node_code:None, ending_node_name:281, ending_node_code:None, other_references:None, notes:None
773 | 11449 | F12C | ON | Ontario | HONI | 1 | ac | 0.1 | 0.062 | 30 | 18.519 | 115 | [6 empty] | 3 | 98 | 108 |  | ON_SPR_JCT |  | ON_CED_DSS |  | circuit_id:281, owner:281, planning_rgn:None, num_of_circuits:None, current:None, line_segment_length_km:7, line_segment_length_mi:7, line_length_km:7, line_length_mi:7, voltage:7, reactance:24, smax:25, sum_ampacity:None, win_ampacity:None, sum_rating:None, win_rating:None, power_factor:None, win_capacity:23, starting_node_code:None, ending_node_name:281, ending_node_code:None, other_references:None, notes:None
774 | 11450 | F1B | ON | Ontario | HONI | 1 | ac | 0.1 | 0.062 | 2.3 | 1.42 | 115 | [6 empty] | 3 | 98 | 108 |  | ON_BUL_JCT |  | ON_BUL_DSS |  | circuit_id:281, owner:281, planning_rgn:None, num_of_circuits:None, current:None, line_segment_length_km:6, line_segment_length_mi:6, line_length_km:6, line_length_mi:6, voltage:6, reactance:24, smax:25, sum_ampacity:None, win_ampacity:None, sum_rating:None, win_rating:None, power_factor:None, win_capacity:23, starting_node_code:None, ending_node_name:281, ending_node_code:None, other_references:None, notes:None
775 | 11451 | F1B | ON | Ontario | HONI | 1 | ac | 1 | 0.617 | 2.3 | 1.42 | 115 | [6 empty] | 3 | 98 | 108 |  | ON_BUL_JCT |  | ON_H11_JCT |  | circuit_id:281, owner:281, planning_rgn:None, num_of_circuits:None, current:None, line_segment_length_km:6, line_segment_length_mi:6, line_length_km:6, line_length_mi:6, voltage:6, reactance:24, smax:25, sum_ampacity:None, win_ampacity:None, sum_rating:None, win_rating:None, power_factor:None, win_capacity:23, starting_node_code:None, ending_node_name:281, ending_node_code:None, other_references:None, notes:None
776 | 11452 | F1B | ON | Ontario | HONI | 1 | ac | 1 | 0.617 | 2.3 | 1.42 | 115 | [6 empty] | 3 | 98 | 108 |  | ON_BUL_JCT |  | ON_FRF_JCT |  | circuit_id:281, owner:281, planning_rgn:None, num_of_circuits:None, current:None, line_segment_length_km:6, line_segment_length_mi:6, line_length_km:6, line_length_mi:6, voltage:6, reactance:24, smax:25, sum_ampacity:None, win_ampacity:None, sum_rating:None, win_rating:None, power_factor:None, win_capacity:23, starting_node_code:None, ending_node_name:281, ending_node_code:None, other_references:None, notes:None
777 | 11453 | F1B | ON | Ontario | HONI | 1 | ac | 0.1 | 0.062 | 2.3 | 1.42 | 115 | [6 empty] | 3 | 98 | 108 |  | ON_FRF_TSS |  | ON_FRM_DSS |  | circuit_id:281, owner:281, planning_rgn:None, num_of_circuits:None, current:None, line_segment_length_km:6, line_segment_length_mi:6, line_length_km:6, line_length_mi:6, voltage:6, reactance:24, smax:25, sum_ampacity:None, win_ampacity:None, sum_rating:None, win_rating:None, power_factor:None, win_capacity:23, starting_node_code:None, ending_node_name:281, ending_node_code:None, other_references:None, notes:None
778 | 11454 | F1B | ON | Ontario | HONI | 1 | ac | 0.1 | 0.062 | 2.3 | 1.42 | 115 | [6 empty] | 3 | 98 | 108 |  | ON_FRF_JCT |  | ON_FRF_TSS |  | circuit_id:281, owner:281, planning_rgn:None, num_of_circuits:None, current:None, line_segment_length_km:6, line_segment_length_mi:6, line_length_km:6, line_length_mi:6, voltage:6, reactance:24, smax:25, sum_ampacity:None, win_ampacity:None, sum_rating:None, win_rating:None, power_factor:None, win_capacity:23, starting_node_code:None, ending_node_name:281, ending_node_code:None, other_references:None, notes:None
779 | 11455 | F1E | ON | Ontario | HONI | 1 | ac | 0.1 | 0.062 | 65.2 | 40.247 | 115 | [6 empty] | 3 | 98 | 108 |  | ON_APC_JCT |  | ON_APC_GSS |  | circuit_id:281, owner:281, planning_rgn:None, num_of_circuits:None, current:None, line_segment_length_km:6, line_segment_length_mi:6, line_length_km:6, line_length_mi:6, voltage:6, reactance:24, smax:25, sum_ampacity:None, win_ampacity:None, sum_rating:None, win_rating:None, power_factor:None, win_capacity:23, starting_node_code:None, ending_node_name:281, ending_node_code:None, other_references:None, notes:None
780 | 11456 | F1E | ON | Ontario | HONI | 1 | ac | 20 | 12.346 | 65.2 | 40.247 | 115 | [6 empty] | 3 | 98 | 108 |  | ON_APC_JCT |  | ON_NAG_JCT |  | circuit_id:281, owner:281, planning_rgn:None, num_of_circuits:None, current:None, line_segment_length_km:6, line_segment_length_mi:6, line_length_km:6, line_length_mi:6, voltage:6, reactance:24, smax:25, sum_ampacity:None, win_ampacity:None, sum_rating:None, win_rating:None, power_factor:None, win_capacity:23, starting_node_code:None, ending_node_name:281, ending_node_code:None, other_references:None, notes:None
781 | 11457 | F1E | ON | Ontario | HONI | 1 | ac | 20 | 12.346 | 65.2 | 40.247 | 115 | [6 empty] | 3 | 98 | 108 |  | ON_KAP_DSS |  | ON_APC_JCT |  | circuit_id:281, owner:281, planning_rgn:None, num_of_circuits:None, current:None, line_segment_length_km:6, line_segment_length_mi:6, line_length_km:6, line_length_mi:6, voltage:6, reactance:24, smax:25, sum_ampacity:None, win_ampacity:None, sum_rating:None, win_rating:None, power_factor:None, win_capacity:23, starting_node_code:None, ending_node_name:281, ending_node_code:None, other_references:None, notes:None
782 | 11458 | F1E | ON | Ontario | HONI | 1 | ac | 5 | 3.086 | 65.2 | 40.247 | 115 | [6 empty] | 3 | 98 | 108 |  | ON_KAP_DSS |  | ON_SPF_TSS |  | circuit_id:281, owner:281, planning_rgn:None, num_of_circuits:None, current:None, line_segment_length_km:6, line_segment_length_mi:6, line_length_km:6, line_length_mi:6, voltage:6, reactance:24, smax:25, sum_ampacity:None, win_ampacity:None, sum_rating:None, win_rating:None, power_factor:None, win_capacity:23, starting_node_code:None, ending_node_name:281, ending_node_code:None, other_references:None, notes:None
783 | 11459 | F1E | ON | Ontario | HONI | 1 | ac | 20 | 12.346 | 65.2 | 40.247 | 115 | [6 empty] | 3 | 98 | 108 |  | ON_NAG_JCT |  | ON_HST_DSS |  | circuit_id:281, owner:281, planning_rgn:None, num_of_circuits:None, current:None, line_segment_length_km:6, line_segment_length_mi:6, line_length_km:6, line_length_mi:6, voltage:6, reactance:24, smax:25, sum_ampacity:None, win_ampacity:None, sum_rating:None, win_rating:None, power_factor:None, win_capacity:23, starting_node_code:None, ending_node_name:281, ending_node_code:None, other_references:None, notes:None
784 | 11460 | F1E | ON | Ontario | HONI | 1 | ac | 0.1 | 0.062 | 65.2 | 40.247 | 115 | [6 empty] | 3 | 98 | 108 |  | ON_NAG_JCT |  | ON_NAG_DSS |  | circuit_id:281, owner:281, planning_rgn:None, num_of_circuits:None, current:None, line_segment_length_km:6, line_segment_length_mi:6, line_length_km:6, line_length_mi:6, voltage:6, reactance:24, smax:25, sum_ampacity:None, win_ampacity:None, sum_rating:None, win_rating:None, power_factor:None, win_capacity:23, starting_node_code:None, ending_node_name:281, ending_node_code:None, other_references:None, notes:None
785 | 11461 | F25A | ON | Ontario | HONI | 1 | ac | 140 | 86.42 | 140 | 86.42 | 230 | [6 empty] | 2.24 | 300 | 325 |  | ON_FRF_TSS |  | ON_MKZ_TSS |  | circuit_id:281, owner:281, planning_rgn:None, num_of_circuits:None, current:None, line_segment_length_km:6, line_segment_length_mi:6, line_length_km:6, line_length_mi:6, voltage:6, reactance:24, smax:25, sum_ampacity:None, win_ampacity:None, sum_rating:None, win_rating:None, power_factor:None, win_capacity:23, starting_node_code:None, ending_node_name:281, ending_node_code:None, other_references:None, notes:None
786 | 11462 | F2B | ON | Ontario | HONI | 1 | ac | 1 | 0.617 | 1 | 0.617 | 115 | [6 empty] | 3 | 98 | 108 |  | ON_FRF_TSS |  | ON_H2F_GSS |  | circuit_id:281, owner:281, planning_rgn:None, num_of_circuits:None, current:None, line_segment_length_km:6, line_segment_length_mi:6, line_length_km:6, line_length_mi:6, voltage:6, reactance:24, smax:25, sum_ampacity:None, win_ampacity:None, sum_rating:None, win_rating:None, power_factor:None, win_capacity:23, starting_node_code:None, ending_node_name:281, ending_node_code:None, other_references:None, notes:None
787 | 11463 | F3M | ON | Ontario | HONI | 1 | ac | 0.9 | 0.556 | 1.3 | 0.802 | 115 | [6 empty] | 3 | 98 | 108 |  | ON_FRF_TSS |  | ON_H2F_GSS |  | circuit_id:281, owner:281, planning_rgn:None, num_of_circuits:None, current:None, line_segment_length_km:6, line_segment_length_mi:6, line_length_km:6, line_length_mi:6, voltage:6, reactance:24, smax:25, sum_ampacity:None, win_ampacity:None, sum_rating:None, win_rating:None, power_factor:None, win_capacity:23, starting_node_code:None, ending_node_name:281, ending_node_code:None, other_references:None, notes:None
788 | 11464 | F3M | ON | Ontario | HONI | 1 | ac | 0.4 | 0.247 | 1.3 | 0.802 | 115 | [6 empty] | 3 | 150 | 150 |  | ON_H2F_GSS |  | XX_ONUS1_INT |  | circuit_id:281, owner:281, planning_rgn:None, num_of_circuits:None, current:None, line_segment_length_km:7, line_segment_length_mi:7, line_length_km:7, line_length_mi:7, voltage:7, reactance:24, smax:25, sum_ampacity:None, win_ampacity:None, sum_rating:None, win_rating:None, power_factor:None, win_capacity:169, starting_node_code:None, ending_node_name:281, ending_node_code:None, other_references:None, notes:None
789 | 11465 | FA16G3K | ON | Ontario | HONI | 1 | ac | 20 | 12.346 | 20 | 12.346 | 115 | [6 empty] | 3 | 98 | 108 |  | ON_MWN_JCT |  | ON_INC_JCT |  | circuit_id:281, owner:281, planning_rgn:None, num_of_circuits:None, current:None, line_segment_length_km:6, line_segment_length_mi:6, line_length_km:6, line_length_mi:6, voltage:6, reactance:24, smax:25, sum_ampacity:None, win_ampacity:None, sum_rating:None, win_rating:None, power_factor:None, win_capacity:23, starting_node_code:None, ending_node_name:281, ending_node_code:None, other_references:None, notes:None
790 | 11466 | FS23M1 | ON | Ontario | HONI | 1 | ac | 20 | 12.346 | 20 | 12.346 | 115 | [6 empty] | 3 | 98 | 108 |  | ON_ELL_DSS |  | ON_QUL_JCT |  | circuit_id:281, owner:281, planning_rgn:None, num_of_circuits:None, current:None, line_segment_length_km:6, line_segment_length_mi:6, line_length_km:6, line_length_mi:6, voltage:6, reactance:24, smax:25, sum_ampacity:None, win_ampacity:None, sum_rating:None, win_rating:None, power_factor:None, win_capacity:23, starting_node_code:None, ending_node_name:281, ending_node_code:None, other_references:None, notes:None
791 | 11467 | FS9M6 | ON | Ontario | HONI | 1 | ac | 20 | 12.346 | 20 | 12.346 | 115 | [6 empty] | 3 | 98 | 108 |  | ON_MTD_DSS |  | ON_DMD_DSS |  | circuit_id:281, owner:281, planning_rgn:None, num_of_circuits:None, current:None, line_segment_length_km:6, line_segment_length_mi:6, line_length_km:6, line_length_mi:6, voltage:6, reactance:24, smax:25, sum_ampacity:None, win_ampacity:None, sum_rating:None, win_rating:None, power_factor:None, win_capacity:23, starting_node_code:None, ending_node_name:281, ending_node_code:None, other_references:None, notes:None
792 | 11468 | GL1SM | ON | Ontario | HONI | 1 | ac | 5 | 3.086 | 5 | 3.086 | 115 | [6 empty] | 3 | 98 | 108 |  | ON_TDL_DSS |  | ON_STM_DSS |  | circuit_id:None, owner:None, planning_rgn:None, num_of_circuits:None, current:None, line_segment_length_km:7, line_segment_length_mi:7, line_length_km:7, line_length_mi:7, voltage:7, reactance:24, smax:25, sum_ampacity:None, win_ampacity:None, sum_rating:None, win_rating:None, power_factor:None, win_capacity:23, starting_node_code:None, ending_node_name:281, ending_node_code:None, other_references:None, notes:None
793 | 11469 | GL1TA | ON | Ontario | HONI | 1 | ac | 5 | 3.086 | 5 | 3.086 | 115 | [6 empty] | 3 | 98 | 108 |  | ON_TDL_DSS |  | ON_TRT_DSS |  | circuit_id:None, owner:None, planning_rgn:None, num_of_circuits:None, current:None, line_segment_length_km:7, line_segment_length_mi:7, line_length_km:7, line_length_mi:7, voltage:7, reactance:24, smax:25, sum_ampacity:None, win_ampacity:None, sum_rating:None, win_rating:None, power_factor:None, win_capacity:23, starting_node_code:None, ending_node_name:281, ending_node_code:None, other_references:None, notes:None
794 | 11470 | GL2SM | ON | Ontario | HONI | 1 | ac | 5 | 3.086 | 5 | 3.086 | 115 | [6 empty] | 3 | 98 | 108 |  | ON_TDL_DSS |  | ON_STM_DSS |  | circuit_id:None, owner:None, planning_rgn:None, num_of_circuits:None, current:None, line_segment_length_km:7, line_segment_length_mi:7, line_length_km:7, line_length_mi:7, voltage:7, reactance:24, smax:25, sum_ampacity:None, win_ampacity:None, sum_rating:None, win_rating:None, power_factor:None, win_capacity:23, starting_node_code:None, ending_node_name:281, ending_node_code:None, other_references:None, notes:None
795 | 11471 | GL2TA | ON | Ontario | HONI | 1 | ac | 5 | 3.086 | 5 | 3.086 | 115 | [6 empty] | 3 | 98 | 108 |  | ON_TDL_DSS |  | ON_TRT_DSS |  | circuit_id:None, owner:None, planning_rgn:None, num_of_circuits:None, current:None, line_segment_length_km:7, line_segment_length_mi:7, line_length_km:7, line_length_mi:7, voltage:7, reactance:24, smax:25, sum_ampacity:None, win_ampacity:None, sum_rating:None, win_rating:None, power_factor:None, win_capacity:23, starting_node_code:None, ending_node_name:281, ending_node_code:None, other_references:None, notes:None
796 | 11472 | GARTSHO1 | ON | Ontario | HONI | 1 | ac | 8 | 4.938 | 10 | 6.173 | 115 | [6 empty] | 3 | 98 | 108 |  | ON_MKY_DSS |  | ON_BLK_TSS |  | circuit_id:None, owner:None, planning_rgn:None, num_of_circuits:None, current:None, line_segment_length_km:7, line_segment_length_mi:7, line_length_km:7, line_length_mi:7, voltage:7, reactance:24, smax:25, sum_ampacity:None, win_ampacity:None, sum_rating:None, win_rating:None, power_factor:None, win_capacity:23, starting_node_code:None, ending_node_name:281, ending_node_code:None, other_references:None, notes:None
797 | 11473 | GARTSHO1 | ON | Ontario | HONI | 1 | ac | 2 | 1.235 | 10 | 6.173 | 115 | [6 empty] | 3 | 98 | 108 |  | ON_BLK_TSS |  | ON_GSO_DSS |  | circuit_id:None, owner:None, planning_rgn:None, num_of_circuits:None, current:None, line_segment_length_km:7, line_segment_length_mi:7, line_length_km:7, line_length_mi:7, voltage:7, reactance:24, smax:25, sum_ampacity:None, win_ampacity:None, sum_rating:None, win_rating:None, power_factor:None, win_capacity:23, starting_node_code:None, ending_node_name:281, ending_node_code:None, other_references:None, notes:None
798 | 11474 | GARTSHO2 | ON | Ontario | HONI | 1 | ac | 8 | 4.938 | 10 | 6.173 | 115 | [6 empty] | 3 | 98 | 108 |  | ON_MKY_DSS |  | ON_BLK_TSS |  | circuit_id:None, owner:None, planning_rgn:None, num_of_circuits:None, current:None, line_segment_length_km:7, line_segment_length_mi:7, line_length_km:7, line_length_mi:7, voltage:7, reactance:24, smax:25, sum_ampacity:None, win_ampacity:None, sum_rating:None, win_rating:None, power_factor:None, win_capacity:23, starting_node_code:None, ending_node_name:281, ending_node_code:None, other_references:None, notes:None
799 | 11475 | GARTSHO2 | ON | Ontario | HONI | 1 | ac | 2 | 1.235 | 10 | 6.173 | 115 | [6 empty] | 3 | 98 | 108 |  | ON_BLK_TSS |  | ON_GSO_DSS |  | circuit_id:None, owner:None, planning_rgn:None, num_of_circuits:None, current:None, line_segment_length_km:7, line_segment_length_mi:7, line_length_km:7, line_length_mi:7, voltage:7, reactance:24, smax:25, sum_ampacity:None, win_ampacity:None, sum_rating:None, win_rating:None, power_factor:None, win_capacity:23, starting_node_code:None, ending_node_name:281, ending_node_code:None, other_references:None, notes:None
800 | 11476 | GARTSHO3 | ON | Ontario | HONI | 1 | ac | 1 | 0.617 | 1 | 0.617 | 115 | [6 empty] | 3 | 98 | 108 |  | ON_GSO_DSS |  | ON_GSO_GSS |  | circuit_id:None, owner:None, planning_rgn:None, num_of_circuits:None, current:None, line_segment_length_km:7, line_segment_length_mi:7, line_length_km:7, line_length_mi:7, voltage:7, reactance:24, smax:25, sum_ampacity:None, win_ampacity:None, sum_rating:None, win_rating:None, power_factor:None, win_capacity:23, starting_node_code:None, ending_node_name:281, ending_node_code:None, other_references:None, notes:None
801 | 11477 | H10EJ | ON | Ontario | HONI | 1 | ac | 1.8 | 1.111 | 5.8 | 3.58 | 115 | [6 empty] | 3 | 98 | 108 |  | ON_HEA_SWS |  | ON_DFL_JCT |  | circuit_id:281, owner:281, planning_rgn:None, num_of_circuits:None, current:None, line_segment_length_km:7, line_segment_length_mi:7, line_length_km:7, line_length_mi:7, voltage:7, reactance:24, smax:25, sum_ampacity:None, win_ampacity:None, sum_rating:None, win_rating:None, power_factor:None, win_capacity:23, starting_node_code:None, ending_node_name:281, ending_node_code:None, other_references:None, notes:None
802 | 11478 | H10EJ | ON | Ontario | HONI | 1 | ac | 1.8 | 1.111 | 5.8 | 3.58 | 115 | [6 empty] | 3 | 98 | 108 |  | ON_DFL_JCT |  | ON_EPL_DSS |  | circuit_id:281, owner:281, planning_rgn:None, num_of_circuits:None, current:None, line_segment_length_km:7, line_segment_length_mi:7, line_length_km:7, line_length_mi:7, voltage:7, reactance:24, smax:25, sum_ampacity:None, win_ampacity:None, sum_rating:None, win_rating:None, power_factor:None, win_capacity:23, starting_node_code:None, ending_node_name:281, ending_node_code:None, other_references:None, notes:None
803 | 11479 | H11L | ON | Ontario | HONI | 1 | ac | 0.8 | 0.494 | 13.1 | 8.086 | 115 | [6 empty] | 3 | 98 | 108 |  | ON_LES_DSS |  | ON_TOD_JCT |  | circuit_id:281, owner:281, planning_rgn:None, num_of_circuits:None, current:None, line_segment_length_km:7, line_segment_length_mi:7, line_length_km:7, line_length_mi:7, voltage:7, reactance:24, smax:25, sum_ampacity:None, win_ampacity:None, sum_rating:None, win_rating:None, power_factor:None, win_capacity:23, starting_node_code:None, ending_node_name:281, ending_node_code:None, other_references:None, notes:None
804 | 11480 | H11L | ON | Ontario | HONI | 1 | ac | 4.2 | 2.593 | 13.1 | 8.086 | 115 | [6 empty] | 3 | 98 | 108 |  | ON_TOD_JCT |  | ON_LUM_JCT |  | circuit_id:281, owner:281, planning_rgn:None, num_of_circuits:None, current:None, line_segment_length_km:7, line_segment_length_mi:7, line_length_km:7, line_length_mi:7, voltage:7, reactance:24, smax:25, sum_ampacity:None, win_ampacity:None, sum_rating:None, win_rating:None, power_factor:None, win_capacity:23, starting_node_code:None, ending_node_name:281, ending_node_code:None, other_references:None, notes:None
805 | 11481 | H11L | ON | Ontario | HONI | 1 | ac | 1.5 | 0.926 | 13.1 | 8.086 | 115 | [6 empty] | 3 | 98 | 108 |  | ON_LUM_JCT |  | ON_MAI_DSS |  | circuit_id:281, owner:281, planning_rgn:None, num_of_circuits:None, current:None, line_segment_length_km:7, line_segment_length_mi:7, line_length_km:7, line_length_mi:7, voltage:7, reactance:24, smax:25, sum_ampacity:None, win_ampacity:None, sum_rating:None, win_rating:None, power_factor:None, win_capacity:23, starting_node_code:None, ending_node_name:281, ending_node_code:None, other_references:None, notes:None
806 | 11482 | H11L | ON | Ontario | HONI | 1 | ac | 2.2 | 1.358 | 13.1 | 8.086 | 115 | [6 empty] | 3 | 98 | 108 |  | ON_MAI_DSS |  | ON_BRK_DSS |  | circuit_id:281, owner:281, planning_rgn:None, num_of_circuits:None, current:None, line_segment_length_km:7, line_segment_length_mi:7, line_length_km:7, line_length_mi:7, voltage:7, reactance:24, smax:25, sum_ampacity:None, win_ampacity:None, sum_rating:None, win_rating:None, power_factor:None, win_capacity:23, starting_node_code:None, ending_node_name:281, ending_node_code:None, other_references:None, notes:None
807 | 11483 | H11L | ON | Ontario | HONI | 1 | ac | 2.2 | 1.358 | 13.1 | 8.086 | 115 | [6 empty] | 3 | 98 | 108 |  | ON_BRK_DSS |  | ON_WAV_DSS |  | circuit_id:281, owner:281, planning_rgn:None, num_of_circuits:None, current:None, line_segment_length_km:7, line_segment_length_mi:7, line_length_km:7, line_length_mi:7, voltage:7, reactance:24, smax:25, sum_ampacity:None, win_ampacity:None, sum_rating:None, win_rating:None, power_factor:None, win_capacity:23, starting_node_code:None, ending_node_name:281, ending_node_code:None, other_references:None, notes:None
808 | 11484 | H11L | ON | Ontario | HONI | 1 | ac | 2.2 | 1.358 | 13.1 | 8.086 | 115 | [6 empty] | 3 | 98 | 108 |  | ON_WAV_DSS |  | ON_HEA_SWS |  | circuit_id:281, owner:281, planning_rgn:None, num_of_circuits:None, current:None, line_segment_length_km:7, line_segment_length_mi:7, line_length_km:7, line_length_mi:7, voltage:7, reactance:24, smax:25, sum_ampacity:None, win_ampacity:None, sum_rating:None, win_rating:None, power_factor:None, win_capacity:23, starting_node_code:None, ending_node_name:281, ending_node_code:None, other_references:None, notes:None
809 | 11485 | H12P | ON | Ontario | HONI | 1 | ac | 1 | 0.617 | 1 | 0.617 | 115 | [6 empty] | 3 | 98 | 108 |  | ON_HEA_SWS |  | ON_PTE_JCT |  | circuit_id:281, owner:281, planning_rgn:None, num_of_circuits:None, current:None, line_segment_length_km:6, line_segment_length_mi:6, line_length_km:6, line_length_mi:6, voltage:6, reactance:24, smax:25, sum_ampacity:None, win_ampacity:None, sum_rating:None, win_rating:None, power_factor:None, win_capacity:23, starting_node_code:None, ending_node_name:281, ending_node_code:None, other_references:None, notes:None
810 | 11486 | H13P | ON | Ontario | HONI | 1 | ac | 1 | 0.617 | 1 | 0.617 | 115 | [6 empty] | 3 | 98 | 108 |  | ON_HEA_SWS |  | ON_PTE_JCT |  | circuit_id:281, owner:281, planning_rgn:None, num_of_circuits:None, current:None, line_segment_length_km:6, line_segment_length_mi:6, line_length_km:6, line_length_mi:6, voltage:6, reactance:24, smax:25, sum_ampacity:None, win_ampacity:None, sum_rating:None, win_rating:None, power_factor:None, win_capacity:23, starting_node_code:None, ending_node_name:281, ending_node_code:None, other_references:None, notes:None
811 | 11487 | H14P | ON | Ontario | HONI | 1 | ac | 1 | 0.617 | 1 | 0.617 | 115 | [6 empty] | 3 | 98 | 108 |  | ON_HEA_SWS |  | ON_PTE_JCT |  | circuit_id:281, owner:281, planning_rgn:None, num_of_circuits:None, current:None, line_segment_length_km:6, line_segment_length_mi:6, line_length_km:6, line_length_mi:6, voltage:6, reactance:24, smax:25, sum_ampacity:None, win_ampacity:None, sum_rating:None, win_rating:None, power_factor:None, win_capacity:23, starting_node_code:None, ending_node_name:281, ending_node_code:None, other_references:None, notes:None
812 | 11488 | H1L | ON | Ontario | HONI | 1 | ac | 3 | 1.852 | 9.1 | 5.617 | 115 | [6 empty] | 3 | 98 | 108 |  | ON_LES_DSS |  | ON_BLS_JCT |  | circuit_id:281, owner:281, planning_rgn:None, num_of_circuits:None, current:None, line_segment_length_km:7, line_segment_length_mi:7, line_length_km:7, line_length_mi:7, voltage:7, reactance:24, smax:25, sum_ampacity:None, win_ampacity:None, sum_rating:None, win_rating:None, power_factor:None, win_capacity:23, starting_node_code:None, ending_node_name:281, ending_node_code:None, other_references:None, notes:None
813 | 11489 | H1L | ON | Ontario | HONI | 1 | ac | 1.8 | 1.111 | 9.1 | 5.617 | 115 | [6 empty] | 3 | 98 | 108 |  | ON_BLS_JCT |  | ON_GER_DSS |  | circuit_id:281, owner:281, planning_rgn:None, num_of_circuits:None, current:None, line_segment_length_km:7, line_segment_length_mi:7, line_length_km:7, line_length_mi:7, voltage:7, reactance:24, smax:25, sum_ampacity:None, win_ampacity:None, sum_rating:None, win_rating:None, power_factor:None, win_capacity:23, starting_node_code:None, ending_node_name:281, ending_node_code:None, other_references:None, notes:None
814 | 11490 | H1L | ON | Ontario | HONI | 1 | ac | 1 | 0.617 | 9.1 | 5.617 | 115 | [6 empty] | 3 | 98 | 108 |  | ON_GER_DSS |  | ON_CLW_DSS |  | circuit_id:281, owner:281, planning_rgn:None, num_of_circuits:None, current:None, line_segment_length_km:7, line_segment_length_mi:7, line_length_km:7, line_length_mi:7, voltage:7, reactance:24, smax:25, sum_ampacity:None, win_ampacity:None, sum_rating:None, win_rating:None, power_factor:None, win_capacity:23, starting_node_code:None, ending_node_name:281, ending_node_code:None, other_references:None, notes:None
815 | 11491 | H1L | ON | Ontario | HONI | 1 | ac | 0.1 | 0.062 | 9.1 | 5.617 | 115 | [6 empty] | 3 | 98 | 108 |  | ON_GER_DSS |  | ON_MLS_JCT |  | circuit_id:281, owner:281, planning_rgn:None, num_of_circuits:None, current:None, line_segment_length_km:7, line_segment_length_mi:7, line_length_km:7, line_length_mi:7, voltage:7, reactance:24, smax:25, sum_ampacity:None, win_ampacity:None, sum_rating:None, win_rating:None, power_factor:None, win_capacity:23, starting_node_code:None, ending_node_name:281, ending_node_code:None, other_references:None, notes:None
816 | 11492 | H1L | ON | Ontario | HONI | 1 | ac | 2.9 | 1.79 | 9.1 | 5.617 | 115 | [6 empty] | 3 | 98 | 108 |  | ON_MLS_JCT |  | ON_BSN_DSS |  | circuit_id:281, owner:281, planning_rgn:None, num_of_circuits:None, current:None, line_segment_length_km:7, line_segment_length_mi:7, line_length_km:7, line_length_mi:7, voltage:7, reactance:24, smax:25, sum_ampacity:None, win_ampacity:None, sum_rating:None, win_rating:None, power_factor:None, win_capacity:23, starting_node_code:None, ending_node_name:281, ending_node_code:None, other_references:None, notes:None
817 | 11493 | H1L | ON | Ontario | HONI | 1 | ac | 0.3 | 0.185 | 9.1 | 5.617 | 115 | [6 empty] | 3 | 98 | 108 |  | ON_BSN_DSS |  | ON_HEA_SWS |  | circuit_id:281, owner:281, planning_rgn:None, num_of_circuits:None, current:None, line_segment_length_km:7, line_segment_length_mi:7, line_length_km:7, line_length_mi:7, voltage:7, reactance:24, smax:25, sum_ampacity:None, win_ampacity:None, sum_rating:None, win_rating:None, power_factor:None, win_capacity:23, starting_node_code:None, ending_node_name:281, ending_node_code:None, other_references:None, notes:None
818 | 11494 | H22D | ON | Ontario | HONI | 1 | ac | 0.1 | 0.062 | 68.4 | 42.222 | 230 | [6 empty] | 3 | 402 | 435 |  | ON_HRJ_JCT |  | ON_HRJ_GSS |  | circuit_id:281, owner:281, planning_rgn:None, num_of_circuits:None, current:None, line_segment_length_km:6, line_segment_length_mi:6, line_length_km:6, line_length_mi:6, voltage:6, reactance:24, smax:25, sum_ampacity:None, win_ampacity:None, sum_rating:None, win_rating:None, power_factor:None, win_capacity:23, starting_node_code:None, ending_node_name:281, ending_node_code:None, other_references:None, notes:None
819 | 11495 | H22D | ON | Ontario | HONI | 1 | ac | 4 | 2.469 | 68.4 | 42.222 | 230 | [6 empty] | 3 | 402 | 435 |  | ON_HRJ_JCT |  | ON_KPG_JCT |  | circuit_id:281, owner:281, planning_rgn:None, num_of_circuits:None, current:None, line_segment_length_km:6, line_segment_length_mi:6, line_length_km:6, line_length_mi:6, voltage:6, reactance:24, smax:25, sum_ampacity:None, win_ampacity:None, sum_rating:None, win_rating:None, power_factor:None, win_capacity:23, starting_node_code:None, ending_node_name:281, ending_node_code:None, other_references:None, notes:None
820 | 11496 | H22D | ON | Ontario | HONI | 1 | ac | 0.1 | 0.062 | 68.4 | 42.222 | 230 | [6 empty] | 3 | 402 | 435 |  | ON_KPG_JCT |  | ON_KPG_GSS |  | circuit_id:281, owner:281, planning_rgn:None, num_of_circuits:None, current:None, line_segment_length_km:6, line_segment_length_mi:6, line_length_km:6, line_length_mi:6, voltage:6, reactance:24, smax:25, sum_ampacity:None, win_ampacity:None, sum_rating:None, win_rating:None, power_factor:None, win_capacity:23, starting_node_code:None, ending_node_name:281, ending_node_code:None, other_references:None, notes:None
821 | 11497 | H22D | ON | Ontario | HONI | 1 | ac | 0.1 | 0.062 | 68.4 | 42.222 | 230 | [6 empty] | 3 | 402 | 435 |  | ON_LLG_JCT |  | ON_LLG2_JCT |  | circuit_id:281, owner:281, planning_rgn:None, num_of_circuits:None, current:None, line_segment_length_km:6, line_segment_length_mi:6, line_length_km:6, line_length_mi:6, voltage:6, reactance:24, smax:25, sum_ampacity:None, win_ampacity:None, sum_rating:None, win_rating:None, power_factor:None, win_capacity:23, starting_node_code:None, ending_node_name:281, ending_node_code:None, other_references:None, notes:None
822 | 11498 | H22D | ON | Ontario | HONI | 1 | ac | 8 | 4.938 | 68.4 | 42.222 | 230 | [6 empty] | 3 | 402 | 435 |  | ON_LLG_JCT |  | ON_SKF_JCT |  | circuit_id:281, owner:281, planning_rgn:None, num_of_circuits:None, current:None, line_segment_length_km:6, line_segment_length_mi:6, line_length_km:6, line_length_mi:6, voltage:6, reactance:24, smax:25, sum_ampacity:None, win_ampacity:None, sum_rating:None, win_rating:None, power_factor:None, win_capacity:23, starting_node_code:None, ending_node_name:281, ending_node_code:None, other_references:None, notes:None
823 | 11499 | H22D | ON | Ontario | HONI | 1 | ac | 50 | 30.864 | 68.4 | 42.222 | 230 | [6 empty] | 3 | 402 | 435 |  | ON_PIN_TSS |  | ON_LLG_JCT |  | circuit_id:281, owner:281, planning_rgn:None, num_of_circuits:None, current:None, line_segment_length_km:6, line_segment_length_mi:6, line_length_km:6, line_length_mi:6, voltage:6, reactance:24, smax:25, sum_ampacity:None, win_ampacity:None, sum_rating:None, win_rating:None, power_factor:None, win_capacity:23, starting_node_code:None, ending_node_name:281, ending_node_code:None, other_references:None, notes:None
824 | 11500 | H22D | ON | Ontario | HONI | 1 | ac | 6 | 3.704 | 68.4 | 42.222 | 230 | [6 empty] | 3 | 402 | 435 |  | ON_SKF_JCT |  | ON_HRJ_JCT |  | circuit_id:281, owner:281, planning_rgn:None, num_of_circuits:None, current:None, line_segment_length_km:6, line_segment_length_mi:6, line_length_km:6, line_length_mi:6, voltage:6, reactance:24, smax:25, sum_ampacity:None, win_ampacity:None, sum_rating:None, win_rating:None, power_factor:None, win_capacity:23, starting_node_code:None, ending_node_name:281, ending_node_code:None, other_references:None, notes:None
825 | 11501 | H22D | ON | Ontario | HONI | 1 | ac | 0.1 | 0.062 | 68.4 | 42.222 | 230 | [6 empty] | 3 | 402 | 435 |  | ON_SKF_JCT |  | ON_SKF_GSS |  | circuit_id:281, owner:281, planning_rgn:None, num_of_circuits:None, current:None, line_segment_length_km:6, line_segment_length_mi:6, line_length_km:6, line_length_mi:6, voltage:6, reactance:24, smax:25, sum_ampacity:None, win_ampacity:None, sum_rating:None, win_rating:None, power_factor:None, win_capacity:23, starting_node_code:None, ending_node_name:281, ending_node_code:None, other_references:None, notes:None
826 | 11502 | H23B | ON | Ontario | HONI | 1 | ac | 20 | 12.346 | 85 | 52.469 | 230 | [6 empty] | 3 | 402 | 435 |  | ON_BLV_DSS |  | ON_PNC_JCT |  | circuit_id:281, owner:281, planning_rgn:None, num_of_circuits:None, current:None, line_segment_length_km:6, line_segment_length_mi:6, line_length_km:6, line_length_mi:6, voltage:6, reactance:24, smax:25, sum_ampacity:None, win_ampacity:None, sum_rating:None, win_rating:None, power_factor:None, win_capacity:23, starting_node_code:None, ending_node_name:281, ending_node_code:None, other_references:None, notes:None
827 | 11503 | H23B | ON | Ontario | HONI | 1 | ac | 65 | 40.123 | 85 | 52.469 | 230 | [6 empty] | 3 | 402 | 435 |  | ON_HNB_SWS |  | ON_PNC_JCT |  | circuit_id:281, owner:281, planning_rgn:None, num_of_circuits:None, current:None, line_segment_length_km:6, line_segment_length_mi:6, line_length_km:6, line_length_mi:6, voltage:6, reactance:24, smax:25, sum_ampacity:None, win_ampacity:None, sum_rating:None, win_rating:None, power_factor:None, win_capacity:23, starting_node_code:None, ending_node_name:281, ending_node_code:None, other_references:None, notes:None
828 | 11504 | H23S | ON | Ontario | HONI | 1 | ac | 45 | 27.778 | 180 | 111.111 | 230 | [6 empty] | 1.9 | 254 | 275 |  | ON_OTH_DSS |  | ON_WFD_SWS |  | circuit_id:281, owner:281, planning_rgn:None, num_of_circuits:None, current:None, line_segment_length_km:6, line_segment_length_mi:6, line_length_km:6, line_length_mi:6, voltage:6, reactance:24, smax:25, sum_ampacity:None, win_ampacity:None, sum_rating:None, win_rating:None, power_factor:None, win_capacity:23, starting_node_code:None, ending_node_name:281, ending_node_code:None, other_references:None, notes:None
829 | 11505 | H23S | ON | Ontario | HONI | 1 | ac | 5 | 3.086 | 180 | 111.111 | 230 | [6 empty] | 1.9 | 254 | 275 |  | ON_PED_JCT |  | ON_CRY_DSS |  | circuit_id:281, owner:281, planning_rgn:None, num_of_circuits:None, current:None, line_segment_length_km:6, line_segment_length_mi:6, line_length_km:6, line_length_mi:6, voltage:6, reactance:24, smax:25, sum_ampacity:None, win_ampacity:None, sum_rating:None, win_rating:None, power_factor:None, win_capacity:23, starting_node_code:None, ending_node_name:281, ending_node_code:None, other_references:None, notes:None
830 | 11506 | H23S | ON | Ontario | HONI | 1 | ac | 90 | 55.556 | 180 | 111.111 | 230 | [6 empty] | 1.9 | 254 | 275 |  | ON_PED_JCT |  | ON_MTD_DSS |  | circuit_id:281, owner:281, planning_rgn:None, num_of_circuits:None, current:None, line_segment_length_km:6, line_segment_length_mi:6, line_length_km:6, line_length_mi:6, voltage:6, reactance:24, smax:25, sum_ampacity:None, win_ampacity:None, sum_rating:None, win_rating:None, power_factor:None, win_capacity:23, starting_node_code:None, ending_node_name:281, ending_node_code:None, other_references:None, notes:None
831 | 11507 | H23S | ON | Ontario | HONI | 1 | ac | 40 | 24.691 | 180 | 111.111 | 230 | [6 empty] | 1.9 | 254 | 275 |  | ON_WFD_SWS |  | ON_PED_JCT |  | circuit_id:281, owner:281, planning_rgn:None, num_of_circuits:None, current:None, line_segment_length_km:6, line_segment_length_mi:6, line_length_km:6, line_length_mi:6, voltage:6, reactance:24, smax:25, sum_ampacity:None, win_ampacity:None, sum_rating:None, win_rating:None, power_factor:None, win_capacity:23, starting_node_code:None, ending_node_name:281, ending_node_code:None, other_references:None, notes:None
832 | 11508 | H24C | ON | Ontario | HONI | 1 | ac | 0.1 | 0.062 | 213.5 | 131.79 | 230 | [6 empty] | 1.7 | 227 | 246 |  | ON_ATP_JCT |  | ON_ATP_ISS |  | circuit_id:281, owner:281, planning_rgn:None, num_of_circuits:None, current:None, line_segment_length_km:6, line_segment_length_mi:6, line_length_km:6, line_length_mi:6, voltage:6, reactance:24, smax:25, sum_ampacity:None, win_ampacity:None, sum_rating:None, win_rating:None, power_factor:None, win_capacity:23, starting_node_code:None, ending_node_name:281, ending_node_code:None, other_references:None, notes:None
833 | 11509 | H24C | ON | Ontario | HONI | 1 | ac | 0.1 | 0.062 | 213.5 | 131.79 | 230 | [6 empty] | 1.7 | 227 | 246 |  | ON_ATP_JCT |  | ON_GAW_ISS |  | circuit_id:281, owner:281, planning_rgn:None, num_of_circuits:None, current:None, line_segment_length_km:6, line_segment_length_mi:6, line_length_km:6, line_length_mi:6, voltage:6, reactance:24, smax:25, sum_ampacity:None, win_ampacity:None, sum_rating:None, win_rating:None, power_factor:None, win_capacity:23, starting_node_code:None, ending_node_name:281, ending_node_code:None, other_references:None, notes:None
834 | 11510 | H24C | ON | Ontario | HONI | 1 | ac | 10 | 6.173 | 213.5 | 131.79 | 230 | [6 empty] | 1.7 | 227 | 246 |  | ON_CLB_JCT |  | ON_LAS_JCT |  | circuit_id:281, owner:281, planning_rgn:None, num_of_circuits:None, current:None, line_segment_length_km:6, line_segment_length_mi:6, line_length_km:6, line_length_mi:6, voltage:6, reactance:24, smax:25, sum_ampacity:None, win_ampacity:None, sum_rating:None, win_rating:None, power_factor:None, win_capacity:23, starting_node_code:None, ending_node_name:281, ending_node_code:None, other_references:None, notes:None
835 | 11511 | H24C | ON | Ontario | HONI | 1 | ac | 6 | 3.704 | 213.5 | 131.79 | 230 | [6 empty] | 1.7 | 227 | 246 |  | ON_CLB_JCT |  | ON_WHB_JCT |  | circuit_id:281, owner:281, planning_rgn:None, num_of_circuits:None, current:None, line_segment_length_km:6, line_segment_length_mi:6, line_length_km:6, line_length_mi:6, voltage:6, reactance:24, smax:25, sum_ampacity:None, win_ampacity:None, sum_rating:None, win_rating:None, power_factor:None, win_capacity:23, starting_node_code:None, ending_node_name:281, ending_node_code:None, other_references:None, notes:None
836 | 11512 | H24C | ON | Ontario | HONI | 1 | ac | 70 | 43.21 | 213.5 | 131.79 | 230 | [6 empty] | 1.7 | 227 | 246 |  | ON_HVL_DSS |  | ON_MAR_JCT |  | circuit_id:281, owner:281, planning_rgn:None, num_of_circuits:None, current:None, line_segment_length_km:6, line_segment_length_mi:6, line_length_km:6, line_length_mi:6, voltage:6, reactance:24, smax:25, sum_ampacity:None, win_ampacity:None, sum_rating:None, win_rating:None, power_factor:None, win_capacity:23, starting_node_code:None, ending_node_name:281, ending_node_code:None, other_references:None, notes:None
837 | 11513 | H24C | ON | Ontario | HONI | 1 | ac | 2 | 1.235 | 213.5 | 131.79 | 230 | [6 empty] | 1.7 | 227 | 246 |  | ON_LAS_JCT |  | ON_THO_JCT |  | circuit_id:281, owner:281, planning_rgn:None, num_of_circuits:None, current:None, line_segment_length_km:6, line_segment_length_mi:6, line_length_km:6, line_length_mi:6, voltage:6, reactance:24, smax:25, sum_ampacity:None, win_ampacity:None, sum_rating:None, win_rating:None, power_factor:None, win_capacity:23, starting_node_code:None, ending_node_name:281, ending_node_code:None, other_references:None, notes:None
838 | 11514 | H24C | ON | Ontario | HONI | 1 | ac | 10 | 6.173 | 213.5 | 131.79 | 230 | [6 empty] | 1.7 | 227 | 246 |  | ON_LAS_JCT |  | ON_ATP_JCT |  | circuit_id:281, owner:281, planning_rgn:None, num_of_circuits:None, current:None, line_segment_length_km:6, line_segment_length_mi:6, line_length_km:6, line_length_mi:6, voltage:6, reactance:24, smax:25, sum_ampacity:None, win_ampacity:None, sum_rating:None, win_rating:None, power_factor:None, win_capacity:23, starting_node_code:None, ending_node_name:281, ending_node_code:None, other_references:None, notes:None
839 | 11515 | H24C | ON | Ontario | HONI | 1 | ac | 3 | 1.852 | 213.5 | 131.79 | 230 | [6 empty] | 1.7 | 227 | 246 |  | ON_MAR_JCT |  | ON_OTB_DSS |  | circuit_id:281, owner:281, planning_rgn:None, num_of_circuits:None, current:None, line_segment_length_km:6, line_segment_length_mi:6, line_length_km:6, line_length_mi:6, voltage:6, reactance:24, smax:25, sum_ampacity:None, win_ampacity:None, sum_rating:None, win_rating:None, power_factor:None, win_capacity:23, starting_node_code:None, ending_node_name:281, ending_node_code:None, other_references:None, notes:None
840 | 11516 | H24C | ON | Ontario | HONI | 1 | ac | 85 | 52.469 | 213.5 | 131.79 | 230 | [6 empty] | 1.7 | 227 | 246 |  | ON_MAR_JCT |  | ON_OSH_JCT |  | circuit_id:281, owner:281, planning_rgn:None, num_of_circuits:None, current:None, line_segment_length_km:6, line_segment_length_mi:6, line_length_km:6, line_length_mi:6, voltage:6, reactance:24, smax:25, sum_ampacity:None, win_ampacity:None, sum_rating:None, win_rating:None, power_factor:None, win_capacity:23, starting_node_code:None, ending_node_name:281, ending_node_code:None, other_references:None, notes:None
841 | 11517 | H24C | ON | Ontario | HONI | 1 | ac | 7 | 4.321 | 213.5 | 131.79 | 230 | [6 empty] | 1.7 | 227 | 246 |  | ON_OSH_JCT |  | ON_CLB_JCT |  | circuit_id:281, owner:281, planning_rgn:None, num_of_circuits:None, current:None, line_segment_length_km:6, line_segment_length_mi:6, line_length_km:6, line_length_mi:6, voltage:6, reactance:24, smax:25, sum_ampacity:None, win_ampacity:None, sum_rating:None, win_rating:None, power_factor:None, win_capacity:23, starting_node_code:None, ending_node_name:281, ending_node_code:None, other_references:None, notes:None
842 | 11518 | H24C | ON | Ontario | HONI | 1 | ac | 0.1 | 0.062 | 213.5 | 131.79 | 230 | [6 empty] | 1.7 | 227 | 246 |  | ON_OGM_JCT |  | ON_OGM_ISS |  | circuit_id:281, owner:281, planning_rgn:None, num_of_circuits:None, current:None, line_segment_length_km:6, line_segment_length_mi:6, line_length_km:6, line_length_mi:6, voltage:6, reactance:24, smax:25, sum_ampacity:None, win_ampacity:None, sum_rating:None, win_rating:None, power_factor:None, win_capacity:23, starting_node_code:None, ending_node_name:281, ending_node_code:None, other_references:None, notes:None
843 | 11519 | H24C | ON | Ontario | HONI | 1 | ac | 0.1 | 0.062 | 213.5 | 131.79 | 230 | [6 empty] | 1.7 | 227 | 246 |  | ON_THO_JCT |  | ON_THO_DSS |  | circuit_id:281, owner:281, planning_rgn:None, num_of_circuits:None, current:None, line_segment_length_km:6, line_segment_length_mi:6, line_length_km:6, line_length_mi:6, voltage:6, reactance:24, smax:25, sum_ampacity:None, win_ampacity:None, sum_rating:None, win_rating:None, power_factor:None, win_capacity:23, starting_node_code:None, ending_node_name:281, ending_node_code:None, other_references:None, notes:None
844 | 11520 | H24C | ON | Ontario | HONI | 1 | ac | 10 | 6.173 | 213.5 | 131.79 | 230 | [6 empty] | 1.7 | 227 | 246 |  | ON_THO_JCT |  | ON_OGM_JCT |  | circuit_id:281, owner:281, planning_rgn:None, num_of_circuits:None, current:None, line_segment_length_km:6, line_segment_length_mi:6, line_length_km:6, line_length_mi:6, voltage:6, reactance:24, smax:25, sum_ampacity:None, win_ampacity:None, sum_rating:None, win_rating:None, power_factor:None, win_capacity:23, starting_node_code:None, ending_node_name:281, ending_node_code:None, other_references:None, notes:None
845 | 11521 | H24C | ON | Ontario | HONI | 1 | ac | 0.1 | 0.062 | 213.5 | 131.79 | 230 | [6 empty] | 1.7 | 227 | 246 |  | ON_WHB_JCT |  | ON_WHB_DSS |  | circuit_id:281, owner:281, planning_rgn:None, num_of_circuits:None, current:None, line_segment_length_km:6, line_segment_length_mi:6, line_length_km:6, line_length_mi:6, voltage:6, reactance:24, smax:25, sum_ampacity:None, win_ampacity:None, sum_rating:None, win_rating:None, power_factor:None, win_capacity:23, starting_node_code:None, ending_node_name:281, ending_node_code:None, other_references:None, notes:None
846 | 11522 | H24C | ON | Ontario | HONI | 1 | ac | 10 | 6.173 | 213.5 | 131.79 | 230 | [6 empty] | 1.7 | 227 | 246 |  | ON_WHB_JCT |  | ON_CHW_DSS |  | circuit_id:281, owner:281, planning_rgn:None, num_of_circuits:None, current:None, line_segment_length_km:6, line_segment_length_mi:6, line_length_km:6, line_length_mi:6, voltage:6, reactance:24, smax:25, sum_ampacity:None, win_ampacity:None, sum_rating:None, win_rating:None, power_factor:None, win_capacity:23, starting_node_code:None, ending_node_name:281, ending_node_code:None, other_references:None, notes:None
847 | 11523 | H24S | ON | Ontario | HONI | 1 | ac | 40 | 24.691 | 205 | 126.543 | 230 | [6 empty] | 1.74 | 233 | 253 |  | ON_APB_JCT |  | ON_GRT_JCT |  | circuit_id:281, owner:281, planning_rgn:None, num_of_circuits:None, current:None, line_segment_length_km:7, line_segment_length_mi:7, line_length_km:7, line_length_mi:7, voltage:7, reactance:24, smax:25, sum_ampacity:None, win_ampacity:None, sum_rating:None, win_rating:None, power_factor:None, win_capacity:23, starting_node_code:None, ending_node_name:281, ending_node_code:None, other_references:None, notes:None
848 | 11524 | H24S | ON | Ontario | HONI | 1 | ac | 5 | 3.086 | 205 | 126.543 | 230 | [6 empty] | 1.74 | 233 | 253 |  | ON_GRT_JCT |  | ON_CRY_DSS |  | circuit_id:281, owner:281, planning_rgn:None, num_of_circuits:None, current:None, line_segment_length_km:7, line_segment_length_mi:7, line_length_km:7, line_length_mi:7, voltage:7, reactance:24, smax:25, sum_ampacity:None, win_ampacity:None, sum_rating:None, win_rating:None, power_factor:None, win_capacity:23, starting_node_code:None, ending_node_name:281, ending_node_code:None, other_references:None, notes:None
849 | 11525 | H24S | ON | Ontario | HONI | 1 | ac | 90 | 55.556 | 205 | 126.543 | 230 | [6 empty] | 1.74 | 233 | 253 |  | ON_GRT_JCT |  | ON_MTD_DSS |  | circuit_id:281, owner:281, planning_rgn:None, num_of_circuits:None, current:None, line_segment_length_km:7, line_segment_length_mi:7, line_length_km:7, line_length_mi:7, voltage:7, reactance:24, smax:25, sum_ampacity:None, win_ampacity:None, sum_rating:None, win_rating:None, power_factor:None, win_capacity:23, starting_node_code:None, ending_node_name:281, ending_node_code:None, other_references:None, notes:None
850 | 11526 | H24S | ON | Ontario | HONI | 1 | ac | 45 | 27.778 | 205 | 126.543 | 230 | [6 empty] | 1.74 | 233 | 253 |  | ON_OTH_DSS |  | ON_WFD_SWS |  | circuit_id:281, owner:281, planning_rgn:None, num_of_circuits:None, current:None, line_segment_length_km:6, line_segment_length_mi:6, line_length_km:6, line_length_mi:6, voltage:6, reactance:24, smax:25, sum_ampacity:None, win_ampacity:None, sum_rating:None, win_rating:None, power_factor:None, win_capacity:23, starting_node_code:None, ending_node_name:281, ending_node_code:None, other_references:None, notes:None
851 | 11527 | H24S | ON | Ontario | HONI | 1 | ac | 10 | 6.173 | 205 | 126.543 | 230 | [6 empty] | 1.74 | 233 | 253 |  | ON_WFD_SWS |  | ON_TRL_DSS |  | circuit_id:281, owner:281, planning_rgn:None, num_of_circuits:None, current:None, line_segment_length_km:6, line_segment_length_mi:6, line_length_km:6, line_length_mi:6, voltage:6, reactance:24, smax:25, sum_ampacity:None, win_ampacity:None, sum_rating:None, win_rating:None, power_factor:None, win_capacity:23, starting_node_code:None, ending_node_name:281, ending_node_code:None, other_references:None, notes:None
852 | 11528 | H24S | ON | Ontario | HONI | 1 | ac | 15 | 9.259 | 205 | 126.543 | 230 | [6 empty] | 1.74 | 233 | 253 |  | ON_WFD_SWS |  | ON_APB_JCT |  | circuit_id:281, owner:281, planning_rgn:None, num_of_circuits:None, current:None, line_segment_length_km:6, line_segment_length_mi:6, line_length_km:6, line_length_mi:6, voltage:6, reactance:24, smax:25, sum_ampacity:None, win_ampacity:None, sum_rating:None, win_rating:None, power_factor:None, win_capacity:23, starting_node_code:None, ending_node_name:281, ending_node_code:None, other_references:None, notes:None
853 | 11529 | H26C | ON | Ontario | HONI | 1 | ac | 0.1 | 0.062 | 210.7 | 130.062 | 230 | [6 empty] | 1.71 | 229 | 248 |  | ON_ATP_JCT |  | ON_ATP_ISS |  | circuit_id:281, owner:281, planning_rgn:None, num_of_circuits:None, current:None, line_segment_length_km:6, line_segment_length_mi:6, line_length_km:6, line_length_mi:6, voltage:6, reactance:24, smax:25, sum_ampacity:None, win_ampacity:None, sum_rating:None, win_rating:None, power_factor:None, win_capacity:23, starting_node_code:None, ending_node_name:281, ending_node_code:None, other_references:None, notes:None
854 | 11530 | H26C | ON | Ontario | HONI | 1 | ac | 0.1 | 0.062 | 210.7 | 130.062 | 230 | [6 empty] | 1.71 | 229 | 248 |  | ON_ATP_JCT |  | ON_WHI_JCT |  | circuit_id:281, owner:281, planning_rgn:None, num_of_circuits:None, current:None, line_segment_length_km:6, line_segment_length_mi:6, line_length_km:6, line_length_mi:6, voltage:6, reactance:24, smax:25, sum_ampacity:None, win_ampacity:None, sum_rating:None, win_rating:None, power_factor:None, win_capacity:23, starting_node_code:None, ending_node_name:281, ending_node_code:None, other_references:None, notes:None
855 | 11531 | H26C | ON | Ontario | HONI | 1 | ac | 2 | 1.235 | 210.7 | 130.062 | 230 | [6 empty] | 1.71 | 229 | 248 |  | ON_B23_JCT |  | ON_CHW_DSS |  | circuit_id:281, owner:281, planning_rgn:None, num_of_circuits:None, current:None, line_segment_length_km:6, line_segment_length_mi:6, line_length_km:6, line_length_mi:6, voltage:6, reactance:24, smax:25, sum_ampacity:None, win_ampacity:None, sum_rating:None, win_rating:None, power_factor:None, win_capacity:23, starting_node_code:None, ending_node_name:281, ending_node_code:None, other_references:None, notes:None
856 | 11532 | H26C | ON | Ontario | HONI | 1 | ac | 10 | 6.173 | 210.7 | 130.062 | 230 | [6 empty] | 1.71 | 229 | 248 |  | ON_CLB_JCT |  | ON_LAS_JCT |  | circuit_id:281, owner:281, planning_rgn:None, num_of_circuits:None, current:None, line_segment_length_km:6, line_segment_length_mi:6, line_length_km:6, line_length_mi:6, voltage:6, reactance:24, smax:25, sum_ampacity:None, win_ampacity:None, sum_rating:None, win_rating:None, power_factor:None, win_capacity:23, starting_node_code:None, ending_node_name:281, ending_node_code:None, other_references:None, notes:None
857 | 11533 | H26C | ON | Ontario | HONI | 1 | ac | 6 | 3.704 | 210.7 | 130.062 | 230 | [6 empty] | 1.71 | 229 | 248 |  | ON_CLB_JCT |  | ON_WHB_JCT |  | circuit_id:281, owner:281, planning_rgn:None, num_of_circuits:None, current:None, line_segment_length_km:6, line_segment_length_mi:6, line_length_km:6, line_length_mi:6, voltage:6, reactance:24, smax:25, sum_ampacity:None, win_ampacity:None, sum_rating:None, win_rating:None, power_factor:None, win_capacity:23, starting_node_code:None, ending_node_name:281, ending_node_code:None, other_references:None, notes:None
858 | 11534 | H26C | ON | Ontario | HONI | 1 | ac | 70 | 43.21 | 210.7 | 130.062 | 230 | [6 empty] | 1.71 | 229 | 248 |  | ON_HVL_DSS |  | ON_MAR_JCT |  | circuit_id:281, owner:281, planning_rgn:None, num_of_circuits:None, current:None, line_segment_length_km:6, line_segment_length_mi:6, line_length_km:6, line_length_mi:6, voltage:6, reactance:24, smax:25, sum_ampacity:None, win_ampacity:None, sum_rating:None, win_rating:None, power_factor:None, win_capacity:23, starting_node_code:None, ending_node_name:281, ending_node_code:None, other_references:None, notes:None
859 | 11535 | H26C | ON | Ontario | HONI | 1 | ac | 2 | 1.235 | 210.7 | 130.062 | 230 | [6 empty] | 1.71 | 229 | 248 |  | ON_LAS_JCT |  | ON_THO_JCT |  | circuit_id:281, owner:281, planning_rgn:None, num_of_circuits:None, current:None, line_segment_length_km:6, line_segment_length_mi:6, line_length_km:6, line_length_mi:6, voltage:6, reactance:24, smax:25, sum_ampacity:None, win_ampacity:None, sum_rating:None, win_rating:None, power_factor:None, win_capacity:23, starting_node_code:None, ending_node_name:281, ending_node_code:None, other_references:None, notes:None
860 | 11536 | H26C | ON | Ontario | HONI | 1 | ac | 10 | 6.173 | 210.7 | 130.062 | 230 | [6 empty] | 1.71 | 229 | 248 |  | ON_LAS_JCT |  | ON_ATP_JCT |  | circuit_id:281, owner:281, planning_rgn:None, num_of_circuits:None, current:None, line_segment_length_km:6, line_segment_length_mi:6, line_length_km:6, line_length_mi:6, voltage:6, reactance:24, smax:25, sum_ampacity:None, win_ampacity:None, sum_rating:None, win_rating:None, power_factor:None, win_capacity:23, starting_node_code:None, ending_node_name:281, ending_node_code:None, other_references:None, notes:None
861 | 11537 | H26C | ON | Ontario | HONI | 1 | ac | 85 | 52.469 | 210.7 | 130.062 | 230 | [6 empty] | 1.71 | 229 | 248 |  | ON_MAR_JCT |  | ON_OSH_JCT |  | circuit_id:281, owner:281, planning_rgn:None, num_of_circuits:None, current:None, line_segment_length_km:6, line_segment_length_mi:6, line_length_km:6, line_length_mi:6, voltage:6, reactance:24, smax:25, sum_ampacity:None, win_ampacity:None, sum_rating:None, win_rating:None, power_factor:None, win_capacity:23, starting_node_code:None, ending_node_name:281, ending_node_code:None, other_references:None, notes:None
862 | 11538 | H26C | ON | Ontario | HONI | 1 | ac | 7 | 4.321 | 210.7 | 130.062 | 230 | [6 empty] | 1.71 | 229 | 248 |  | ON_OSH_JCT |  | ON_CLB_JCT |  | circuit_id:281, owner:281, planning_rgn:None, num_of_circuits:None, current:None, line_segment_length_km:6, line_segment_length_mi:6, line_length_km:6, line_length_mi:6, voltage:6, reactance:24, smax:25, sum_ampacity:None, win_ampacity:None, sum_rating:None, win_rating:None, power_factor:None, win_capacity:23, starting_node_code:None, ending_node_name:281, ending_node_code:None, other_references:None, notes:None
863 | 11539 | H26C | ON | Ontario | HONI | 1 | ac | 0.1 | 0.062 | 210.7 | 130.062 | 230 | [6 empty] | 1.71 | 229 | 248 |  | ON_OGM_JCT |  | ON_OGM_ISS |  | circuit_id:281, owner:281, planning_rgn:None, num_of_circuits:None, current:None, line_segment_length_km:6, line_segment_length_mi:6, line_length_km:6, line_length_mi:6, voltage:6, reactance:24, smax:25, sum_ampacity:None, win_ampacity:None, sum_rating:None, win_rating:None, power_factor:None, win_capacity:23, starting_node_code:None, ending_node_name:281, ending_node_code:None, other_references:None, notes:None
864 | 11540 | H26C | ON | Ontario | HONI | 1 | ac | 0.1 | 0.062 | 210.7 | 130.062 | 230 | [6 empty] | 1.71 | 229 | 248 |  | ON_THO_JCT |  | ON_THO_DSS |  | circuit_id:281, owner:281, planning_rgn:None, num_of_circuits:None, current:None, line_segment_length_km:6, line_segment_length_mi:6, line_length_km:6, line_length_mi:6, voltage:6, reactance:24, smax:25, sum_ampacity:None, win_ampacity:None, sum_rating:None, win_rating:None, power_factor:None, win_capacity:23, starting_node_code:None, ending_node_name:281, ending_node_code:None, other_references:None, notes:None
865 | 11541 | H26C | ON | Ontario | HONI | 1 | ac | 10 | 6.173 | 210.7 | 130.062 | 230 | [6 empty] | 1.71 | 229 | 248 |  | ON_THO_JCT |  | ON_OGM_JCT |  | circuit_id:281, owner:281, planning_rgn:None, num_of_circuits:None, current:None, line_segment_length_km:6, line_segment_length_mi:6, line_length_km:6, line_length_mi:6, voltage:6, reactance:24, smax:25, sum_ampacity:None, win_ampacity:None, sum_rating:None, win_rating:None, power_factor:None, win_capacity:23, starting_node_code:None, ending_node_name:281, ending_node_code:None, other_references:None, notes:None
866 | 11542 | H26C | ON | Ontario | HONI | 1 | ac | 0.1 | 0.062 | 210.7 | 130.062 | 230 | [6 empty] | 1.71 | 229 | 248 |  | ON_WHI_JCT |  | ON_GAW_ISS |  | circuit_id:281, owner:281, planning_rgn:None, num_of_circuits:None, current:None, line_segment_length_km:6, line_segment_length_mi:6, line_length_km:6, line_length_mi:6, voltage:6, reactance:24, smax:25, sum_ampacity:None, win_ampacity:None, sum_rating:None, win_rating:None, power_factor:None, win_capacity:23, starting_node_code:None, ending_node_name:281, ending_node_code:None, other_references:None, notes:None
867 | 11543 | H26C | ON | Ontario | HONI | 1 | ac | 0.1 | 0.062 | 210.7 | 130.062 | 230 | [6 empty] | 1.71 | 229 | 248 |  | ON_WHI_JCT |  | ON_WHI_GSS |  | circuit_id:281, owner:281, planning_rgn:None, num_of_circuits:None, current:None, line_segment_length_km:6, line_segment_length_mi:6, line_length_km:6, line_length_mi:6, voltage:6, reactance:24, smax:25, sum_ampacity:None, win_ampacity:None, sum_rating:None, win_rating:None, power_factor:None, win_capacity:23, starting_node_code:None, ending_node_name:281, ending_node_code:None, other_references:None, notes:None
868 | 11544 | H26C | ON | Ontario | HONI | 1 | ac | 0.1 | 0.062 | 210.7 | 130.062 | 230 | [6 empty] | 1.71 | 229 | 248 |  | ON_WHB_JCT |  | ON_WHB_DSS |  | circuit_id:281, owner:281, planning_rgn:None, num_of_circuits:None, current:None, line_segment_length_km:6, line_segment_length_mi:6, line_length_km:6, line_length_mi:6, voltage:6, reactance:24, smax:25, sum_ampacity:None, win_ampacity:None, sum_rating:None, win_rating:None, power_factor:None, win_capacity:23, starting_node_code:None, ending_node_name:281, ending_node_code:None, other_references:None, notes:None
869 | 11545 | H26C | ON | Ontario | HONI | 1 | ac | 8 | 4.938 | 210.7 | 130.062 | 230 | [6 empty] | 1.71 | 229 | 248 |  | ON_WHB_JCT |  | ON_B23_JCT |  | circuit_id:281, owner:281, planning_rgn:None, num_of_circuits:None, current:None, line_segment_length_km:6, line_segment_length_mi:6, line_length_km:6, line_length_mi:6, voltage:6, reactance:24, smax:25, sum_ampacity:None, win_ampacity:None, sum_rating:None, win_rating:None, power_factor:None, win_capacity:23, starting_node_code:None, ending_node_name:281, ending_node_code:None, other_references:None, notes:None
870 | 11546 | H27H | ON | Ontario | HONI | 1 | ac | 73 | 45.062 | 108 | 66.667 | 230 | [6 empty] | 2.66 | 356 | 385 |  | ON_BNK_JCT |  | ON_HNB_SWS |  | circuit_id:281, owner:281, planning_rgn:None, num_of_circuits:None, current:None, line_segment_length_km:6, line_segment_length_mi:6, line_length_km:6, line_length_mi:6, voltage:6, reactance:24, smax:25, sum_ampacity:None, win_ampacity:None, sum_rating:None, win_rating:None, power_factor:None, win_capacity:23, starting_node_code:None, ending_node_name:281, ending_node_code:None, other_references:None, notes:None
871 | 11547 | H27H | ON | Ontario | HONI | 1 | ac | 35 | 21.605 | 108 | 66.667 | 230 | [6 empty] | 2.66 | 356 | 385 |  | ON_HVL_DSS |  | ON_BNK_JCT |  | circuit_id:281, owner:281, planning_rgn:None, num_of_circuits:None, current:None, line_segment_length_km:6, line_segment_length_mi:6, line_length_km:6, line_length_mi:6, voltage:6, reactance:24, smax:25, sum_ampacity:None, win_ampacity:None, sum_rating:None, win_rating:None, power_factor:None, win_capacity:23, starting_node_code:None, ending_node_name:281, ending_node_code:None, other_references:None, notes:None
872 | 11548 | H29 | ON | Ontario | HONI | 1 | ac | 8 | 4.938 | 8 | 4.938 | 230 | [6 empty] | 3 | 402 | 435 |  | ON_HRN_SWS |  | ON_PLE_DSS |  | circuit_id:281, owner:281, planning_rgn:None, num_of_circuits:None, current:None, line_segment_length_km:7, line_segment_length_mi:7, line_length_km:7, line_length_mi:7, voltage:7, reactance:24, smax:25, sum_ampacity:None, win_ampacity:None, sum_rating:None, win_rating:None, power_factor:None, win_capacity:23, starting_node_code:None, ending_node_name:281, ending_node_code:None, other_references:None, notes:None
873 | 11549 | H2JK | ON | Ontario | HONI | 2 | ac | 0.4 | 0.247 | 21 | 12.963 | 115 | [6 empty] | 3 | 98 | 108 |  | ON_HEA_SWS |  | ON_BSN_DSS |  | circuit_id:281, owner:281, planning_rgn:None, num_of_circuits:None, current:None, line_segment_length_km:7, line_segment_length_mi:7, line_length_km:7, line_length_mi:7, voltage:7, reactance:24, smax:25, sum_ampacity:None, win_ampacity:None, sum_rating:None, win_rating:None, power_factor:None, win_capacity:23, starting_node_code:None, ending_node_name:281, ending_node_code:None, other_references:None, notes:None
874 | 11550 | H2JK | ON | Ontario | HONI | 2 | ac | 1.4 | 0.864 | 21 | 12.963 | 115 | [6 empty] | 3 | 98 | 108 |  | ON_BSN_DSS |  | ON_DFL_JCT |  | circuit_id:281, owner:281, planning_rgn:None, num_of_circuits:None, current:None, line_segment_length_km:7, line_segment_length_mi:7, line_length_km:7, line_length_mi:7, voltage:7, reactance:24, smax:25, sum_ampacity:None, win_ampacity:None, sum_rating:None, win_rating:None, power_factor:None, win_capacity:23, starting_node_code:None, ending_node_name:281, ending_node_code:None, other_references:None, notes:None
875 | 11551 | H2JK | ON | Ontario | HONI | 1 | ac | 1.8 | 1.111 | 21 | 12.963 | 115 | [6 empty] | 3 | 98 | 108 |  | ON_DFL_JCT |  | ON_EPL_DSS |  | circuit_id:281, owner:281, planning_rgn:None, num_of_circuits:None, current:None, line_segment_length_km:7, line_segment_length_mi:7, line_length_km:7, line_length_mi:7, voltage:7, reactance:24, smax:25, sum_ampacity:None, win_ampacity:None, sum_rating:None, win_rating:None, power_factor:None, win_capacity:23, starting_node_code:None, ending_node_name:281, ending_node_code:None, other_references:None, notes:None
876 | 11552 | H2JK | ON | Ontario | HONI | 1 | ac | 2.2 | 1.358 | 21 | 12.963 | 115 | [6 empty] | 3 | 98 | 108 |  | ON_EPL_DSS |  | ON_JON_DSS |  | circuit_id:281, owner:281, planning_rgn:None, num_of_circuits:None, current:None, line_segment_length_km:7, line_segment_length_mi:7, line_length_km:7, line_length_mi:7, voltage:7, reactance:24, smax:25, sum_ampacity:None, win_ampacity:None, sum_rating:None, win_rating:None, power_factor:None, win_capacity:23, starting_node_code:None, ending_node_name:281, ending_node_code:None, other_references:None, notes:None
877 | 11553 | H2JK | ON | Ontario | HONI | 1 | ac | 2.7 | 1.667 | 21 | 12.963 | 115 | [6 empty] | 3 | 98 | 108 |  | ON_JON_DSS |  | ON_STH_DSS |  | circuit_id:281, owner:281, planning_rgn:None, num_of_circuits:None, current:None, line_segment_length_km:7, line_segment_length_mi:7, line_length_km:7, line_length_mi:7, voltage:7, reactance:24, smax:25, sum_ampacity:None, win_ampacity:None, sum_rating:None, win_rating:None, power_factor:None, win_capacity:23, starting_node_code:None, ending_node_name:281, ending_node_code:None, other_references:None, notes:None
878 | 11554 | H2JK | ON | Ontario | HONI | 1 | ac | 5.6 | 3.457 | 21 | 12.963 | 115 | [6 empty] | 3 | 98 | 108 |  | ON_STH_DSS |  | ON_RVS_JCT |  | circuit_id:281, owner:281, planning_rgn:None, num_of_circuits:None, current:None, line_segment_length_km:7, line_segment_length_mi:7, line_length_km:7, line_length_mi:7, voltage:7, reactance:24, smax:25, sum_ampacity:None, win_ampacity:None, sum_rating:None, win_rating:None, power_factor:None, win_capacity:23, starting_node_code:None, ending_node_name:281, ending_node_code:None, other_references:None, notes:None
879 | 11555 | H2JK | ON | Ontario | HONI | 1 | ac | 6.9 | 4.259 | 21 | 12.963 | 115 | [6 empty] | 3 | 98 | 108 |  | ON_RVS_JCT |  | ON_MBY_DSS |  | circuit_id:281, owner:281, planning_rgn:None, num_of_circuits:None, current:None, line_segment_length_km:7, line_segment_length_mi:7, line_length_km:7, line_length_mi:7, voltage:7, reactance:24, smax:25, sum_ampacity:None, win_ampacity:None, sum_rating:None, win_rating:None, power_factor:None, win_capacity:23, starting_node_code:None, ending_node_name:281, ending_node_code:None, other_references:None, notes:None
880 | 11556 | H2N | ON | Ontario | HONI | 1 | ac | 30 | 18.519 | 30 | 18.519 | 115 | [6 empty] | 3 | 98 | 108 |  | ON_HST_DSS |  | ON_CSK_DSS |  | circuit_id:281, owner:281, planning_rgn:None, num_of_circuits:None, current:None, line_segment_length_km:6, line_segment_length_mi:6, line_length_km:6, line_length_mi:6, voltage:6, reactance:24, smax:25, sum_ampacity:None, win_ampacity:None, sum_rating:None, win_rating:None, power_factor:None, win_capacity:23, starting_node_code:None, ending_node_name:281, ending_node_code:None, other_references:None, notes:None
881 | 11557 | H30 | ON | Ontario | HONI | 1 | ac | 8 | 4.938 | 8 | 4.938 | 230 | [6 empty] | 3 | 402 | 435 |  | ON_HRN_SWS |  | ON_PLE_DSS |  | circuit_id:281, owner:281, planning_rgn:None, num_of_circuits:None, current:None, line_segment_length_km:7, line_segment_length_mi:7, line_length_km:7, line_length_mi:7, voltage:7, reactance:24, smax:25, sum_ampacity:None, win_ampacity:None, sum_rating:None, win_rating:None, power_factor:None, win_capacity:23, starting_node_code:None, ending_node_name:281, ending_node_code:None, other_references:None, notes:None
882 | 11558 | H35D | ON | Ontario | HONI | 1 | ac | 1 | 0.617 | 1 | 0.617 | 230 | [6 empty] | 3 | 402 | 435 |  | ON_BCH_DSS |  | ON_DBF_ISS |  | circuit_id:281, owner:281, planning_rgn:None, num_of_circuits:None, current:None, line_segment_length_km:7, line_segment_length_mi:7, line_length_km:7, line_length_mi:7, voltage:7, reactance:24, smax:25, sum_ampacity:None, win_ampacity:None, sum_rating:None, win_rating:None, power_factor:None, win_capacity:23, starting_node_code:None, ending_node_name:281, ending_node_code:None, other_references:None, notes:None
883 | 11559 | H36D | ON | Ontario | HONI | 1 | ac | 1 | 0.617 | 1 | 0.617 | 230 | [6 empty] | 3 | 402 | 435 |  | ON_BCH_DSS |  | ON_DBF_ISS |  | circuit_id:281, owner:281, planning_rgn:None, num_of_circuits:None, current:None, line_segment_length_km:7, line_segment_length_mi:7, line_length_km:7, line_length_mi:7, voltage:7, reactance:24, smax:25, sum_ampacity:None, win_ampacity:None, sum_rating:None, win_rating:None, power_factor:None, win_capacity:23, starting_node_code:None, ending_node_name:281, ending_node_code:None, other_references:None, notes:None
884 | 11560 | H3L | ON | Ontario | HONI | 1 | ac | 3 | 1.852 | 9.1 | 5.617 | 115 | [6 empty] | 3 | 98 | 108 |  | ON_LES_DSS |  | ON_BLS_JCT |  | circuit_id:281, owner:281, planning_rgn:None, num_of_circuits:None, current:None, line_segment_length_km:7, line_segment_length_mi:7, line_length_km:7, line_length_mi:7, voltage:7, reactance:24, smax:25, sum_ampacity:None, win_ampacity:None, sum_rating:None, win_rating:None, power_factor:None, win_capacity:23, starting_node_code:None, ending_node_name:281, ending_node_code:None, other_references:None, notes:None
885 | 11561 | H3L | ON | Ontario | HONI | 2 | ac | 1.8 | 1.111 | 9.1 | 5.617 | 115 | [6 empty] | 3 | 98 | 108 |  | ON_BLS_JCT |  | ON_GER_DSS |  | circuit_id:281, owner:281, planning_rgn:None, num_of_circuits:None, current:None, line_segment_length_km:7, line_segment_length_mi:7, line_length_km:7, line_length_mi:7, voltage:7, reactance:24, smax:25, sum_ampacity:None, win_ampacity:None, sum_rating:None, win_rating:None, power_factor:None, win_capacity:23, starting_node_code:None, ending_node_name:281, ending_node_code:None, other_references:None, notes:None
886 | 11562 | H3L | ON | Ontario | HONI | 1 | ac | 1 | 0.617 | 9.1 | 5.617 | 115 | [6 empty] | 3 | 98 | 108 |  | ON_GER_DSS |  | ON_CLW_DSS |  | circuit_id:281, owner:281, planning_rgn:None, num_of_circuits:None, current:None, line_segment_length_km:7, line_segment_length_mi:7, line_length_km:7, line_length_mi:7, voltage:7, reactance:24, smax:25, sum_ampacity:None, win_ampacity:None, sum_rating:None, win_rating:None, power_factor:None, win_capacity:23, starting_node_code:None, ending_node_name:281, ending_node_code:None, other_references:None, notes:None
887 | 11563 | H3L | ON | Ontario | HONI | 1 | ac | 0.1 | 0.062 | 9.1 | 5.617 | 115 | [6 empty] | 3 | 98 | 108 |  | ON_GER_DSS |  | ON_MLS_JCT |  | circuit_id:281, owner:281, planning_rgn:None, num_of_circuits:None, current:None, line_segment_length_km:7, line_segment_length_mi:7, line_length_km:7, line_length_mi:7, voltage:7, reactance:24, smax:25, sum_ampacity:None, win_ampacity:None, sum_rating:None, win_rating:None, power_factor:None, win_capacity:23, starting_node_code:None, ending_node_name:281, ending_node_code:None, other_references:None, notes:None
888 | 11564 | H3L | ON | Ontario | HONI | 1 | ac | 2.9 | 1.79 | 9.1 | 5.617 | 115 | [6 empty] | 3 | 98 | 108 |  | ON_MLS_JCT |  | ON_BSN_DSS |  | circuit_id:281, owner:281, planning_rgn:None, num_of_circuits:None, current:None, line_segment_length_km:7, line_segment_length_mi:7, line_length_km:7, line_length_mi:7, voltage:7, reactance:24, smax:25, sum_ampacity:None, win_ampacity:None, sum_rating:None, win_rating:None, power_factor:None, win_capacity:23, starting_node_code:None, ending_node_name:281, ending_node_code:None, other_references:None, notes:None
889 | 11565 | H3L | ON | Ontario | HONI | 1 | ac | 0.3 | 0.185 | 9.1 | 5.617 | 115 | [6 empty] | 3 | 98 | 108 |  | ON_BSN_DSS |  | ON_HEA_SWS |  | circuit_id:281, owner:281, planning_rgn:None, num_of_circuits:None, current:None, line_segment_length_km:7, line_segment_length_mi:7, line_length_km:7, line_length_mi:7, voltage:7, reactance:24, smax:25, sum_ampacity:None, win_ampacity:None, sum_rating:None, win_rating:None, power_factor:None, win_capacity:23, starting_node_code:None, ending_node_name:281, ending_node_code:None, other_references:None, notes:None
890 | 11566 | H4Z | ON | Ontario | HONI | 1 | ac | 1 | 0.617 | 1 | 0.617 | 115 | [6 empty] | 3 | 98 | 108 |  | ON_OTH_DSS |  | PP_ONQC6_IPT |  | circuit_id:281, owner:281, planning_rgn:None, num_of_circuits:None, current:None, line_segment_length_km:7, line_segment_length_mi:7, line_length_km:7, line_length_mi:7, voltage:7, reactance:24, smax:25, sum_ampacity:None, win_ampacity:None, sum_rating:None, win_rating:None, power_factor:None, win_capacity:23, starting_node_code:None, ending_node_name:281, ending_node_code:None, other_references:None, notes:None
891 | 11567 | H5K | ON | Ontario | HONI | 1 | ac | 1 | 0.617 | 1 | 0.617 | 115 | [6 empty] | 3 | 98 | 108 |  | ON_BCH_DSS |  | ON_KNL_DSS |  | circuit_id:281, owner:281, planning_rgn:None, num_of_circuits:None, current:None, line_segment_length_km:7, line_segment_length_mi:7, line_length_km:7, line_length_mi:7, voltage:7, reactance:24, smax:25, sum_ampacity:None, win_ampacity:None, sum_rating:None, win_rating:None, power_factor:None, win_capacity:23, starting_node_code:None, ending_node_name:281, ending_node_code:None, other_references:None, notes:None
892 | 11568 | H6K | ON | Ontario | HONI | 1 | ac | 1 | 0.617 | 1 | 0.617 | 115 | [6 empty] | 3 | 98 | 108 |  | ON_BCH_DSS |  | ON_KNL_DSS |  | circuit_id:281, owner:281, planning_rgn:None, num_of_circuits:None, current:None, line_segment_length_km:7, line_segment_length_mi:7, line_length_km:7, line_length_mi:7, voltage:7, reactance:24, smax:25, sum_ampacity:None, win_ampacity:None, sum_rating:None, win_rating:None, power_factor:None, win_capacity:23, starting_node_code:None, ending_node_name:281, ending_node_code:None, other_references:None, notes:None
893 | 11569 | H6LC | ON | Ontario | HONI | 1 | ac | 2.9 | 1.79 | 11 | 6.79 | 115 | [6 empty] | 3 | 98 | 108 |  | ON_LES_DSS |  | ON_BLS_JCT |  | circuit_id:281, owner:281, planning_rgn:None, num_of_circuits:None, current:None, line_segment_length_km:7, line_segment_length_mi:7, line_length_km:7, line_length_mi:7, voltage:7, reactance:24, smax:25, sum_ampacity:None, win_ampacity:None, sum_rating:None, win_rating:None, power_factor:None, win_capacity:23, starting_node_code:None, ending_node_name:281, ending_node_code:None, other_references:None, notes:None
894 | 11570 | H6LC | ON | Ontario | HONI | 1 | ac | 1.7 | 1.049 | 11 | 6.79 | 115 | [6 empty] | 3 | 98 | 108 |  | ON_BLS_JCT |  | ON_GER_JCT |  | circuit_id:281, owner:281, planning_rgn:None, num_of_circuits:None, current:None, line_segment_length_km:7, line_segment_length_mi:7, line_length_km:7, line_length_mi:7, voltage:7, reactance:24, smax:25, sum_ampacity:None, win_ampacity:None, sum_rating:None, win_rating:None, power_factor:None, win_capacity:23, starting_node_code:None, ending_node_name:281, ending_node_code:None, other_references:None, notes:None
895 | 11571 | H6LC | ON | Ontario | HONI | 1 | ac | 3.5 | 2.16 | 11 | 6.79 | 115 | [6 empty] | 3 | 98 | 108 |  | ON_GER_JCT |  | ON_CEC_DSS |  | circuit_id:281, owner:281, planning_rgn:None, num_of_circuits:None, current:None, line_segment_length_km:7, line_segment_length_mi:7, line_length_km:7, line_length_mi:7, voltage:7, reactance:24, smax:25, sum_ampacity:None, win_ampacity:None, sum_rating:None, win_rating:None, power_factor:None, win_capacity:23, starting_node_code:None, ending_node_name:281, ending_node_code:None, other_references:None, notes:None
896 | 11572 | H6LC | ON | Ontario | HONI | 1 | ac | 1.4 | 0.864 | 11 | 6.79 | 115 | [6 empty] | 3 | 98 | 108 |  | ON_GER_JCT |  | ON_DFL_JCT |  | circuit_id:281, owner:281, planning_rgn:None, num_of_circuits:None, current:None, line_segment_length_km:7, line_segment_length_mi:7, line_length_km:7, line_length_mi:7, voltage:7, reactance:24, smax:25, sum_ampacity:None, win_ampacity:None, sum_rating:None, win_rating:None, power_factor:None, win_capacity:23, starting_node_code:None, ending_node_name:281, ending_node_code:None, other_references:None, notes:None
897 | 11573 | H6LC | ON | Ontario | HONI | 1 | ac | 1.5 | 0.926 | 11 | 6.79 | 115 | [6 empty] | 3 | 98 | 108 |  | ON_DFL_JCT |  | ON_HEA_SWS |  | circuit_id:281, owner:281, planning_rgn:None, num_of_circuits:None, current:None, line_segment_length_km:7, line_segment_length_mi:7, line_length_km:7, line_length_mi:7, voltage:7, reactance:24, smax:25, sum_ampacity:None, win_ampacity:None, sum_rating:None, win_rating:None, power_factor:None, win_capacity:23, starting_node_code:None, ending_node_name:281, ending_node_code:None, other_references:None, notes:None
898 | 11574 | H6T | ON | Ontario | HONI | 1 | ac | 60 | 37.037 | 70.1 | 43.272 | 115 | [6 empty] | 3 | 98 | 108 |  | ON_HTA_SWS |  | ON_TSD_JCT |  | circuit_id:281, owner:281, planning_rgn:None, num_of_circuits:None, current:None, line_segment_length_km:6, line_segment_length_mi:6, line_length_km:6, line_length_mi:6, voltage:6, reactance:24, smax:25, sum_ampacity:None, win_ampacity:None, sum_rating:None, win_rating:None, power_factor:None, win_capacity:23, starting_node_code:None, ending_node_name:281, ending_node_code:None, other_references:None, notes:None
899 | 11575 | H6T | ON | Ontario | HONI | 1 | ac | 0.1 | 0.062 | 70.1 | 43.272 | 115 | [6 empty] | 3 | 98 | 108 |  | ON_LFR_JCT |  | ON_LFR_DSS |  | circuit_id:281, owner:281, planning_rgn:None, num_of_circuits:None, current:None, line_segment_length_km:6, line_segment_length_mi:6, line_length_km:6, line_length_mi:6, voltage:6, reactance:24, smax:25, sum_ampacity:None, win_ampacity:None, sum_rating:None, win_rating:None, power_factor:None, win_capacity:23, starting_node_code:None, ending_node_name:281, ending_node_code:None, other_references:None, notes:None
900 | 11576 | H6T | ON | Ontario | HONI | 1 | ac | 5 | 3.086 | 70.1 | 43.272 | 115 | [6 empty] | 3 | 98 | 108 |  | ON_LFR_JCT |  | ON_TMM_DSS |  | circuit_id:281, owner:281, planning_rgn:None, num_of_circuits:None, current:None, line_segment_length_km:6, line_segment_length_mi:6, line_length_km:6, line_length_mi:6, voltage:6, reactance:24, smax:25, sum_ampacity:None, win_ampacity:None, sum_rating:None, win_rating:None, power_factor:None, win_capacity:23, starting_node_code:None, ending_node_name:281, ending_node_code:None, other_references:None, notes:None
901 | 11577 | H6T | ON | Ontario | HONI | 1 | ac | 5 | 3.086 | 70.1 | 43.272 | 115 | [6 empty] | 3 | 98 | 108 |  | ON_TSD_JCT |  | ON_LFR_JCT |  | circuit_id:281, owner:281, planning_rgn:None, num_of_circuits:None, current:None, line_segment_length_km:6, line_segment_length_mi:6, line_length_km:6, line_length_mi:6, voltage:6, reactance:24, smax:25, sum_ampacity:None, win_ampacity:None, sum_rating:None, win_rating:None, power_factor:None, win_capacity:23, starting_node_code:None, ending_node_name:281, ending_node_code:None, other_references:None, notes:None
902 | 11578 | H7L | ON | Ontario | HONI | 1 | ac | 0.8 | 0.494 | 13.1 | 8.086 | 115 | [6 empty] | 3 | 98 | 108 |  | ON_LES_DSS |  | ON_TOD_JCT |  | circuit_id:281, owner:281, planning_rgn:None, num_of_circuits:None, current:None, line_segment_length_km:7, line_segment_length_mi:7, line_length_km:7, line_length_mi:7, voltage:7, reactance:24, smax:25, sum_ampacity:None, win_ampacity:None, sum_rating:None, win_rating:None, power_factor:None, win_capacity:23, starting_node_code:None, ending_node_name:281, ending_node_code:None, other_references:None, notes:None
903 | 11579 | H7L | ON | Ontario | HONI | 1 | ac | 4.2 | 2.593 | 13.1 | 8.086 | 115 | [6 empty] | 3 | 98 | 108 |  | ON_TOD_JCT |  | ON_LUM_JCT |  | circuit_id:281, owner:281, planning_rgn:None, num_of_circuits:None, current:None, line_segment_length_km:7, line_segment_length_mi:7, line_length_km:7, line_length_mi:7, voltage:7, reactance:24, smax:25, sum_ampacity:None, win_ampacity:None, sum_rating:None, win_rating:None, power_factor:None, win_capacity:23, starting_node_code:None, ending_node_name:281, ending_node_code:None, other_references:None, notes:None
904 | 11580 | H7L | ON | Ontario | HONI | 1 | ac | 1.5 | 0.926 | 13.1 | 8.086 | 115 | [6 empty] | 3 | 98 | 108 |  | ON_LUM_JCT |  | ON_MAI_DSS |  | circuit_id:281, owner:281, planning_rgn:None, num_of_circuits:None, current:None, line_segment_length_km:7, line_segment_length_mi:7, line_length_km:7, line_length_mi:7, voltage:7, reactance:24, smax:25, sum_ampacity:None, win_ampacity:None, sum_rating:None, win_rating:None, power_factor:None, win_capacity:23, starting_node_code:None, ending_node_name:281, ending_node_code:None, other_references:None, notes:None
905 | 11581 | H7L | ON | Ontario | HONI | 1 | ac | 2.2 | 1.358 | 13.1 | 8.086 | 115 | [6 empty] | 3 | 98 | 108 |  | ON_MAI_DSS |  | ON_BRK_DSS |  | circuit_id:281, owner:281, planning_rgn:None, num_of_circuits:None, current:None, line_segment_length_km:7, line_segment_length_mi:7, line_length_km:7, line_length_mi:7, voltage:7, reactance:24, smax:25, sum_ampacity:None, win_ampacity:None, sum_rating:None, win_rating:None, power_factor:None, win_capacity:23, starting_node_code:None, ending_node_name:281, ending_node_code:None, other_references:None, notes:None
906 | 11582 | H7L | ON | Ontario | HONI | 1 | ac | 2.2 | 1.358 | 13.1 | 8.086 | 115 | [6 empty] | 3 | 98 | 108 |  | ON_BRK_DSS |  | ON_WAV_DSS |  | circuit_id:281, owner:281, planning_rgn:None, num_of_circuits:None, current:None, line_segment_length_km:7, line_segment_length_mi:7, line_length_km:7, line_length_mi:7, voltage:7, reactance:24, smax:25, sum_ampacity:None, win_ampacity:None, sum_rating:None, win_rating:None, power_factor:None, win_capacity:23, starting_node_code:None, ending_node_name:281, ending_node_code:None, other_references:None, notes:None
907 | 11583 | H7L | ON | Ontario | HONI | 1 | ac | 2.2 | 1.358 | 13.1 | 8.086 | 115 | [6 empty] | 3 | 98 | 108 |  | ON_WAV_DSS |  | ON_HEA_SWS |  | circuit_id:281, owner:281, planning_rgn:None, num_of_circuits:None, current:None, line_segment_length_km:7, line_segment_length_mi:7, line_length_km:7, line_length_mi:7, voltage:7, reactance:24, smax:25, sum_ampacity:None, win_ampacity:None, sum_rating:None, win_rating:None, power_factor:None, win_capacity:23, starting_node_code:None, ending_node_name:281, ending_node_code:None, other_references:None, notes:None
908 | 11584 | H7T | ON | Ontario | HONI | 1 | ac | 50 | 30.864 | 75 | 46.296 | 115 | [6 empty] | 3 | 98 | 108 |  | ON_HTA_SWS |  | ON_WKS_JCT |  | circuit_id:281, owner:281, planning_rgn:None, num_of_circuits:None, current:None, line_segment_length_km:6, line_segment_length_mi:6, line_length_km:6, line_length_mi:6, voltage:6, reactance:24, smax:25, sum_ampacity:None, win_ampacity:None, sum_rating:None, win_rating:None, power_factor:None, win_capacity:23, starting_node_code:None, ending_node_name:281, ending_node_code:None, other_references:None, notes:None
909 | 11585 | H7T | ON | Ontario | HONI | 1 | ac | 5 | 3.086 | 75 | 46.296 | 115 | [6 empty] | 3 | 98 | 108 |  | ON_WKS_JCT |  | ON_KMN_ISS |  | circuit_id:281, owner:281, planning_rgn:None, num_of_circuits:None, current:None, line_segment_length_km:6, line_segment_length_mi:6, line_length_km:6, line_length_mi:6, voltage:6, reactance:24, smax:25, sum_ampacity:None, win_ampacity:None, sum_rating:None, win_rating:None, power_factor:None, win_capacity:23, starting_node_code:None, ending_node_name:281, ending_node_code:None, other_references:None, notes:None
910 | 11586 | H7T | ON | Ontario | HONI | 1 | ac | 20 | 12.346 | 75 | 46.296 | 115 | [6 empty] | 3 | 98 | 108 |  | ON_WKS_JCT |  | ON_TMM_DSS |  | circuit_id:281, owner:281, planning_rgn:None, num_of_circuits:None, current:None, line_segment_length_km:6, line_segment_length_mi:6, line_length_km:6, line_length_mi:6, voltage:6, reactance:24, smax:25, sum_ampacity:None, win_ampacity:None, sum_rating:None, win_rating:None, power_factor:None, win_capacity:23, starting_node_code:None, ending_node_name:281, ending_node_code:None, other_references:None, notes:None
911 | 11587 | H82V | ON | Ontario | HONI | 1 | ac | 4 | 2.469 | 33.5 | 20.679 | 230 | [6 empty] | 3 | 402 | 435 |  | ON_CLV_TSS |  | ON_WDB_JCT |  | circuit_id:281, owner:281, planning_rgn:None, num_of_circuits:None, current:None, line_segment_length_km:6, line_segment_length_mi:6, line_length_km:6, line_length_mi:6, voltage:6, reactance:24, smax:25, sum_ampacity:None, win_ampacity:None, sum_rating:None, win_rating:None, power_factor:None, win_capacity:23, starting_node_code:None, ending_node_name:281, ending_node_code:None, other_references:None, notes:None
912 | 11588 | H82V | ON | Ontario | HONI | 1 | ac | 0.5 | 0.309 | 33.5 | 20.679 | 230 | [6 empty] | 3 | 402 | 435 |  | ON_HLD_JCT |  | ON_HLD_DSS |  | circuit_id:281, owner:281, planning_rgn:None, num_of_circuits:None, current:None, line_segment_length_km:6, line_segment_length_mi:6, line_length_km:6, line_length_mi:6, voltage:6, reactance:24, smax:25, sum_ampacity:None, win_ampacity:None, sum_rating:None, win_rating:None, power_factor:None, win_capacity:23, starting_node_code:None, ending_node_name:281, ending_node_code:None, other_references:None, notes:None
913 | 11589 | H82V | ON | Ontario | HONI | 1 | ac | 1 | 0.617 | 33.5 | 20.679 | 230 | [6 empty] | 3 | 402 | 435 |  | ON_VJ4_JCT |  | ON_VM4_DSS |  | circuit_id:281, owner:281, planning_rgn:None, num_of_circuits:None, current:None, line_segment_length_km:6, line_segment_length_mi:6, line_length_km:6, line_length_mi:6, voltage:6, reactance:24, smax:25, sum_ampacity:None, win_ampacity:None, sum_rating:None, win_rating:None, power_factor:None, win_capacity:23, starting_node_code:None, ending_node_name:281, ending_node_code:None, other_references:None, notes:None
914 | 11590 | H82V | ON | Ontario | HONI | 1 | ac | 22 | 13.58 | 33.5 | 20.679 | 230 | [6 empty] | 3 | 402 | 435 |  | ON_VJ4_JCT |  | ON_HLD_JCT |  | circuit_id:281, owner:281, planning_rgn:None, num_of_circuits:None, current:None, line_segment_length_km:6, line_segment_length_mi:6, line_length_km:6, line_length_mi:6, voltage:6, reactance:24, smax:25, sum_ampacity:None, win_ampacity:None, sum_rating:None, win_rating:None, power_factor:None, win_capacity:23, starting_node_code:None, ending_node_name:281, ending_node_code:None, other_references:None, notes:None
915 | 11591 | H82V | ON | Ontario | HONI | 1 | ac | 6 | 3.704 | 33.5 | 20.679 | 230 | [6 empty] | 3 | 402 | 435 |  | ON_WDB_JCT |  | ON_VJ4_JCT |  | circuit_id:281, owner:281, planning_rgn:None, num_of_circuits:None, current:None, line_segment_length_km:6, line_segment_length_mi:6, line_length_km:6, line_length_mi:6, voltage:6, reactance:24, smax:25, sum_ampacity:None, win_ampacity:None, sum_rating:None, win_rating:None, power_factor:None, win_capacity:23, starting_node_code:None, ending_node_name:281, ending_node_code:None, other_references:None, notes:None
916 | 11592 | H83V | ON | Ontario | HONI | 1 | ac | 4 | 2.469 | 33.5 | 20.679 | 230 | [6 empty] | 3 | 402 | 435 |  | ON_CLV_TSS |  | ON_WDB_JCT |  | circuit_id:281, owner:281, planning_rgn:None, num_of_circuits:None, current:None, line_segment_length_km:6, line_segment_length_mi:6, line_length_km:6, line_length_mi:6, voltage:6, reactance:24, smax:25, sum_ampacity:None, win_ampacity:None, sum_rating:None, win_rating:None, power_factor:None, win_capacity:23, starting_node_code:None, ending_node_name:281, ending_node_code:None, other_references:None, notes:None
917 | 11593 | H83V | ON | Ontario | HONI | 1 | ac | 0.5 | 0.309 | 33.5 | 20.679 | 230 | [6 empty] | 3 | 402 | 435 |  | ON_HLD_JCT |  | ON_HLD_DSS |  | circuit_id:281, owner:281, planning_rgn:None, num_of_circuits:None, current:None, line_segment_length_km:6, line_segment_length_mi:6, line_length_km:6, line_length_mi:6, voltage:6, reactance:24, smax:25, sum_ampacity:None, win_ampacity:None, sum_rating:None, win_rating:None, power_factor:None, win_capacity:23, starting_node_code:None, ending_node_name:281, ending_node_code:None, other_references:None, notes:None
918 | 11594 | H83V | ON | Ontario | HONI | 1 | ac | 1 | 0.617 | 33.5 | 20.679 | 230 | [6 empty] | 3 | 402 | 435 |  | ON_VJ4_JCT |  | ON_VM4_DSS |  | circuit_id:281, owner:281, planning_rgn:None, num_of_circuits:None, current:None, line_segment_length_km:6, line_segment_length_mi:6, line_length_km:6, line_length_mi:6, voltage:6, reactance:24, smax:25, sum_ampacity:None, win_ampacity:None, sum_rating:None, win_rating:None, power_factor:None, win_capacity:23, starting_node_code:None, ending_node_name:281, ending_node_code:None, other_references:None, notes:None
919 | 11595 | H83V | ON | Ontario | HONI | 1 | ac | 22 | 13.58 | 33.5 | 20.679 | 230 | [6 empty] | 3 | 402 | 435 |  | ON_VJ4_JCT |  | ON_HLD_JCT |  | circuit_id:281, owner:281, planning_rgn:None, num_of_circuits:None, current:None, line_segment_length_km:6, line_segment_length_mi:6, line_length_km:6, line_length_mi:6, voltage:6, reactance:24, smax:25, sum_ampacity:None, win_ampacity:None, sum_rating:None, win_rating:None, power_factor:None, win_capacity:23, starting_node_code:None, ending_node_name:281, ending_node_code:None, other_references:None, notes:None
920 | 11596 | H83V | ON | Ontario | HONI | 1 | ac | 6 | 3.704 | 33.5 | 20.679 | 230 | [6 empty] | 3 | 402 | 435 |  | ON_WDB_JCT |  | ON_VJ4_JCT |  | circuit_id:281, owner:281, planning_rgn:None, num_of_circuits:None, current:None, line_segment_length_km:6, line_segment_length_mi:6, line_length_km:6, line_length_mi:6, voltage:6, reactance:24, smax:25, sum_ampacity:None, win_ampacity:None, sum_rating:None, win_rating:None, power_factor:None, win_capacity:23, starting_node_code:None, ending_node_name:281, ending_node_code:None, other_references:None, notes:None
921 | 11597 | H8LC | ON | Ontario | HONI | 1 | ac | 2.9 | 1.79 | 11 | 6.79 | 115 | [6 empty] | 3 | 98 | 108 |  | ON_LES_DSS |  | ON_BLS_JCT |  | circuit_id:281, owner:281, planning_rgn:None, num_of_circuits:None, current:None, line_segment_length_km:7, line_segment_length_mi:7, line_length_km:7, line_length_mi:7, voltage:7, reactance:24, smax:25, sum_ampacity:None, win_ampacity:None, sum_rating:None, win_rating:None, power_factor:None, win_capacity:23, starting_node_code:None, ending_node_name:281, ending_node_code:None, other_references:None, notes:None
922 | 11598 | H8LC | ON | Ontario | HONI | 1 | ac | 1.7 | 1.049 | 11 | 6.79 | 115 | [6 empty] | 3 | 98 | 108 |  | ON_BLS_JCT |  | ON_GER_JCT |  | circuit_id:281, owner:281, planning_rgn:None, num_of_circuits:None, current:None, line_segment_length_km:7, line_segment_length_mi:7, line_length_km:7, line_length_mi:7, voltage:7, reactance:24, smax:25, sum_ampacity:None, win_ampacity:None, sum_rating:None, win_rating:None, power_factor:None, win_capacity:23, starting_node_code:None, ending_node_name:281, ending_node_code:None, other_references:None, notes:None
923 | 11599 | H8LC | ON | Ontario | HONI | 1 | ac | 3.5 | 2.16 | 11 | 6.79 | 115 | [6 empty] | 3 | 98 | 108 |  | ON_GER_JCT |  | ON_CEC_DSS |  | circuit_id:281, owner:281, planning_rgn:None, num_of_circuits:None, current:None, line_segment_length_km:7, line_segment_length_mi:7, line_length_km:7, line_length_mi:7, voltage:7, reactance:24, smax:25, sum_ampacity:None, win_ampacity:None, sum_rating:None, win_rating:None, power_factor:None, win_capacity:23, starting_node_code:None, ending_node_name:281, ending_node_code:None, other_references:None, notes:None
924 | 11600 | H8LC | ON | Ontario | HONI | 1 | ac | 1.4 | 0.864 | 11 | 6.79 | 115 | [6 empty] | 3 | 98 | 108 |  | ON_GER_JCT |  | ON_DFL_JCT |  | circuit_id:281, owner:281, planning_rgn:None, num_of_circuits:None, current:None, line_segment_length_km:7, line_segment_length_mi:7, line_length_km:7, line_length_mi:7, voltage:7, reactance:24, smax:25, sum_ampacity:None, win_ampacity:None, sum_rating:None, win_rating:None, power_factor:None, win_capacity:23, starting_node_code:None, ending_node_name:281, ending_node_code:None, other_references:None, notes:None
925 | 11601 | H8LC | ON | Ontario | HONI | 1 | ac | 1.5 | 0.926 | 11 | 6.79 | 115 | [6 empty] | 3 | 98 | 108 |  | ON_DFL_JCT |  | ON_HEA_SWS |  | circuit_id:281, owner:281, planning_rgn:None, num_of_circuits:None, current:None, line_segment_length_km:7, line_segment_length_mi:7, line_length_km:7, line_length_mi:7, voltage:7, reactance:24, smax:25, sum_ampacity:None, win_ampacity:None, sum_rating:None, win_rating:None, power_factor:None, win_capacity:23, starting_node_code:None, ending_node_name:281, ending_node_code:None, other_references:None, notes:None
926 | 11602 | H9A | ON | Ontario | HONI | 1 | ac | 0.1 | 0.062 | 43.1 | 26.605 | 115 | [6 empty] | 3 | 98 | 108 |  | ON_BBC_JCT |  | ON_BBC_DSS |  | circuit_id:281, owner:281, planning_rgn:None, num_of_circuits:None, current:None, line_segment_length_km:7, line_segment_length_mi:7, line_length_km:7, line_length_mi:7, voltage:7, reactance:24, smax:25, sum_ampacity:None, win_ampacity:None, sum_rating:None, win_rating:None, power_factor:None, win_capacity:23, starting_node_code:None, ending_node_name:281, ending_node_code:None, other_references:None, notes:None
927 | 11603 | H9A | ON | Ontario | HONI | 1 | ac | 4.4 | 2.716 | 43.1 | 26.605 | 115 | [6 empty] | 3 | 98 | 108 |  | ON_BBC_JCT |  | ON_ORL_JCT |  | circuit_id:281, owner:281, planning_rgn:None, num_of_circuits:None, current:None, line_segment_length_km:7, line_segment_length_mi:7, line_length_km:7, line_length_mi:7, voltage:7, reactance:24, smax:25, sum_ampacity:None, win_ampacity:None, sum_rating:None, win_rating:None, power_factor:None, win_capacity:23, starting_node_code:None, ending_node_name:281, ending_node_code:None, other_references:None, notes:None
928 | 11604 | H9A | ON | Ontario | HONI | 1 | ac | 1.5 | 0.926 | 43.1 | 26.605 | 115 | [6 empty] | 3 | 98 | 108 |  | ON_OR2_JCT |  | ON_BOR_JCT |  | circuit_id:281, owner:281, planning_rgn:None, num_of_circuits:None, current:None, line_segment_length_km:7, line_segment_length_mi:7, line_length_km:7, line_length_mi:7, voltage:7, reactance:24, smax:25, sum_ampacity:None, win_ampacity:None, sum_rating:None, win_rating:None, power_factor:None, win_capacity:23, starting_node_code:None, ending_node_name:281, ending_node_code:None, other_references:None, notes:None
929 | 11605 | H9A | ON | Ontario | HONI | 1 | ac | 6.5 | 4.012 | 43.1 | 26.605 | 115 | [6 empty] | 3 | 98 | 108 |  | ON_BOR_JCT |  | ON_NVN_DSS |  | circuit_id:281, owner:281, planning_rgn:None, num_of_circuits:None, current:None, line_segment_length_km:7, line_segment_length_mi:7, line_length_km:7, line_length_mi:7, voltage:7, reactance:24, smax:25, sum_ampacity:None, win_ampacity:None, sum_rating:None, win_rating:None, power_factor:None, win_capacity:23, starting_node_code:None, ending_node_name:281, ending_node_code:None, other_references:None, notes:None
930 | 11606 | H9A | ON | Ontario | HONI | 1 | ac | 5 | 3.086 | 43.1 | 26.605 | 115 | [6 empty] | 3 | 98 | 108 |  | ON_BOR_JCT |  | ON_WLH_JCT |  | circuit_id:281, owner:281, planning_rgn:None, num_of_circuits:None, current:None, line_segment_length_km:7, line_segment_length_mi:7, line_length_km:7, line_length_mi:7, voltage:7, reactance:24, smax:25, sum_ampacity:None, win_ampacity:None, sum_rating:None, win_rating:None, power_factor:None, win_capacity:23, starting_node_code:None, ending_node_name:281, ending_node_code:None, other_references:None, notes:None
931 | 11607 | H9A | ON | Ontario | HONI | 1 | ac | 0.1 | 0.062 | 43.1 | 26.605 | 115 | [6 empty] | 3 | 98 | 108 |  | ON_WLH_JCT |  | ON_WLH_DSS |  | circuit_id:281, owner:281, planning_rgn:None, num_of_circuits:None, current:None, line_segment_length_km:7, line_segment_length_mi:7, line_length_km:7, line_length_mi:7, voltage:7, reactance:24, smax:25, sum_ampacity:None, win_ampacity:None, sum_rating:None, win_rating:None, power_factor:None, win_capacity:23, starting_node_code:None, ending_node_name:281, ending_node_code:None, other_references:None, notes:None
932 | 11608 | H9A | ON | Ontario | HONI | 1 | ac | 1 | 0.617 | 43.1 | 26.605 | 115 | [6 empty] | 3 | 98 | 108 |  | ON_WLH_JCT |  | ON_CUM_JCT |  | circuit_id:281, owner:281, planning_rgn:None, num_of_circuits:None, current:None, line_segment_length_km:7, line_segment_length_mi:7, line_length_km:7, line_length_mi:7, voltage:7, reactance:24, smax:25, sum_ampacity:None, win_ampacity:None, sum_rating:None, win_rating:None, power_factor:None, win_capacity:23, starting_node_code:None, ending_node_name:281, ending_node_code:None, other_references:None, notes:None
933 | 11609 | H9A | ON | Ontario | HONI | 1 | ac | 0.1 | 0.062 | 43.1 | 26.605 | 115 | [6 empty] | 3 | 98 | 108 |  | ON_OR2_JCT |  | ON_ORL_DSS |  | circuit_id:281, owner:281, planning_rgn:None, num_of_circuits:None, current:None, line_segment_length_km:7, line_segment_length_mi:7, line_length_km:7, line_length_mi:7, voltage:7, reactance:24, smax:25, sum_ampacity:None, win_ampacity:None, sum_rating:None, win_rating:None, power_factor:None, win_capacity:23, starting_node_code:None, ending_node_name:281, ending_node_code:None, other_references:None, notes:None
934 | 11610 | H9A | ON | Ontario | HONI | 1 | ac | 11 | 6.79 | 43.1 | 26.605 | 115 | [6 empty] | 3 | 98 | 108 |  | ON_HWT_TSS |  | ON_OR2_JCT |  | circuit_id:281, owner:281, planning_rgn:None, num_of_circuits:None, current:None, line_segment_length_km:7, line_segment_length_mi:7, line_length_km:7, line_length_mi:7, voltage:7, reactance:24, smax:25, sum_ampacity:None, win_ampacity:None, sum_rating:None, win_rating:None, power_factor:None, win_capacity:23, starting_node_code:None, ending_node_name:281, ending_node_code:None, other_references:None, notes:None
935 | 11611 | H9A | ON | Ontario | HONI | 3 | ac | 0.1 | 0.062 | 43.1 | 26.605 | 115 | [6 empty] | 3 | 98 | 108 |  | ON_CUS_JCT |  | ON_CUS_DSS |  | circuit_id:281, owner:281, planning_rgn:None, num_of_circuits:None, current:None, line_segment_length_km:7, line_segment_length_mi:7, line_length_km:7, line_length_mi:7, voltage:7, reactance:24, smax:25, sum_ampacity:None, win_ampacity:None, sum_rating:None, win_rating:None, power_factor:None, win_capacity:23, starting_node_code:None, ending_node_name:281, ending_node_code:None, other_references:None, notes:None
936 | 11612 | H9A | ON | Ontario | HONI | 1 | ac | 6.9 | 4.259 | 43.1 | 26.605 | 115 | [6 empty] | 3 | 98 | 108 |  | ON_CUS_JCT |  | ON_ORL_JCT |  | circuit_id:281, owner:281, planning_rgn:None, num_of_circuits:None, current:None, line_segment_length_km:7, line_segment_length_mi:7, line_length_km:7, line_length_mi:7, voltage:7, reactance:24, smax:25, sum_ampacity:None, win_ampacity:None, sum_rating:None, win_rating:None, power_factor:None, win_capacity:23, starting_node_code:None, ending_node_name:281, ending_node_code:None, other_references:None, notes:None
937 | 11613 | H9A | ON | Ontario | HONI | 1 | ac | 3.4 | 2.099 | 43.1 | 26.605 | 115 | [6 empty] | 3 | 98 | 108 |  | ON_CUM_JCT |  | ON_GAM_JCT |  | circuit_id:281, owner:281, planning_rgn:None, num_of_circuits:None, current:None, line_segment_length_km:7, line_segment_length_mi:7, line_length_km:7, line_length_mi:7, voltage:7, reactance:24, smax:25, sum_ampacity:None, win_ampacity:None, sum_rating:None, win_rating:None, power_factor:None, win_capacity:23, starting_node_code:None, ending_node_name:281, ending_node_code:None, other_references:None, notes:None
938 | 11614 | H9A | ON | Ontario | HONI | 1 | ac | 2 | 1.235 | 43.1 | 26.605 | 115 | [6 empty] | 3 | 98 | 108 |  | ON_CUS_JCT |  | ON_GAM_JCT |  | circuit_id:281, owner:281, planning_rgn:None, num_of_circuits:None, current:None, line_segment_length_km:7, line_segment_length_mi:7, line_length_km:7, line_length_mi:7, voltage:7, reactance:24, smax:25, sum_ampacity:None, win_ampacity:None, sum_rating:None, win_rating:None, power_factor:None, win_capacity:23, starting_node_code:None, ending_node_name:281, ending_node_code:None, other_references:None, notes:None
939 | 11615 | H9A | ON | Ontario | HONI | 1 | ac | 1 | 0.617 | 43.1 | 26.605 | 115 | [6 empty] | 3 | 98 | 108 |  | ON_GAM_JCT |  | PP_ONQC3_IPT |  | circuit_id:281, owner:281, planning_rgn:None, num_of_circuits:None, current:None, line_segment_length_km:7, line_segment_length_mi:7, line_length_km:7, line_length_mi:7, voltage:7, reactance:24, smax:25, sum_ampacity:None, win_ampacity:None, sum_rating:None, win_rating:None, power_factor:None, win_capacity:23, starting_node_code:None, ending_node_name:281, ending_node_code:None, other_references:None, notes:None
940 | 11616 | H9EJ | ON | Ontario | HONI | 1 | ac | 1.8 | 1.111 | 5.8 | 3.58 | 115 | [6 empty] | 3 | 98 | 108 |  | ON_HEA_SWS |  | ON_DFL_JCT |  | circuit_id:281, owner:281, planning_rgn:None, num_of_circuits:None, current:None, line_segment_length_km:7, line_segment_length_mi:7, line_length_km:7, line_length_mi:7, voltage:7, reactance:24, smax:25, sum_ampacity:None, win_ampacity:None, sum_rating:None, win_rating:None, power_factor:None, win_capacity:23, starting_node_code:None, ending_node_name:281, ending_node_code:None, other_references:None, notes:None
941 | 11617 | H9EJ | ON | Ontario | HONI | 1 | ac | 1.8 | 1.111 | 5.8 | 3.58 | 115 | [6 empty] | 3 | 98 | 108 |  | ON_DFL_JCT |  | ON_EPL_DSS |  | circuit_id:281, owner:281, planning_rgn:None, num_of_circuits:None, current:None, line_segment_length_km:7, line_segment_length_mi:7, line_length_km:7, line_length_mi:7, voltage:7, reactance:24, smax:25, sum_ampacity:None, win_ampacity:None, sum_rating:None, win_rating:None, power_factor:None, win_capacity:23, starting_node_code:None, ending_node_name:281, ending_node_code:None, other_references:None, notes:None
942 | 11618 | H10EJ | ON | Ontario | HONI | 1 | ac | 1.2 | 0.741 | 5.8 | 3.58 | 115 | [6 empty] | 3 | 98 | 108 |  | ON_EPL_DSS |  | ON_COP_DSS |  | circuit_id:281, owner:281, planning_rgn:None, num_of_circuits:None, current:None, line_segment_length_km:7, line_segment_length_mi:7, line_length_km:7, line_length_mi:7, voltage:7, reactance:24, smax:25, sum_ampacity:None, win_ampacity:None, sum_rating:None, win_rating:None, power_factor:None, win_capacity:23, starting_node_code:None, ending_node_name:281, ending_node_code:None, other_references:None, notes:None
943 | 11619 | H9EJ | ON | Ontario | HONI | 1 | ac | 1.2 | 0.741 | 5.8 | 3.58 | 115 | [6 empty] | 3 | 98 | 108 |  | ON_EPL_DSS |  | ON_COP_DSS |  | circuit_id:281, owner:281, planning_rgn:None, num_of_circuits:None, current:None, line_segment_length_km:7, line_segment_length_mi:7, line_length_km:7, line_length_mi:7, voltage:7, reactance:24, smax:25, sum_ampacity:None, win_ampacity:None, sum_rating:None, win_rating:None, power_factor:None, win_capacity:23, starting_node_code:None, ending_node_name:281, ending_node_code:None, other_references:None, notes:None
944 | 11620 | H10EJ | ON | Ontario | HONI | 1 | ac | 1 | 0.617 | 5.8 | 3.58 | 115 | [6 empty] | 3 | 98 | 108 |  | ON_COP_DSS |  | ON_JON_DSS |  | circuit_id:281, owner:281, planning_rgn:None, num_of_circuits:None, current:None, line_segment_length_km:7, line_segment_length_mi:7, line_length_km:7, line_length_mi:7, voltage:7, reactance:24, smax:25, sum_ampacity:None, win_ampacity:None, sum_rating:None, win_rating:None, power_factor:None, win_capacity:23, starting_node_code:None, ending_node_name:281, ending_node_code:None, other_references:None, notes:None
945 | 11621 | H9EJ | ON | Ontario | HONI | 1 | ac | 1 | 0.617 | 5.8 | 3.58 | 115 | [6 empty] | 3 | 98 | 108 |  | ON_COP_DSS |  | ON_JON_DSS |  | circuit_id:281, owner:281, planning_rgn:None, num_of_circuits:None, current:None, line_segment_length_km:7, line_segment_length_mi:7, line_length_km:7, line_length_mi:7, voltage:7, reactance:24, smax:25, sum_ampacity:None, win_ampacity:None, sum_rating:None, win_rating:None, power_factor:None, win_capacity:23, starting_node_code:None, ending_node_name:281, ending_node_code:None, other_references:None, notes:None
946 | 11622 | H9K | ON | Ontario | HONI | 1 | ac | 25 | 15.432 | 101.4 | 62.593 | 115 | [6 empty] | 2.77 | 91 | 100 |  | ON_CMF_JCT |  | ON_SPF_JCT |  | circuit_id:281, owner:281, planning_rgn:None, num_of_circuits:None, current:None, line_segment_length_km:6, line_segment_length_mi:6, line_length_km:6, line_length_mi:6, voltage:6, reactance:24, smax:25, sum_ampacity:None, win_ampacity:None, sum_rating:None, win_rating:None, power_factor:None, win_capacity:23, starting_node_code:None, ending_node_name:281, ending_node_code:None, other_references:None, notes:None
947 | 11623 | H9K | ON | Ontario | HONI | 1 | ac | 0.1 | 0.062 | 101.4 | 62.593 | 115 | [6 empty] | 2.77 | 91 | 100 |  | ON_FAU_JCT |  | ON_FAU_DSS |  | circuit_id:281, owner:281, planning_rgn:None, num_of_circuits:None, current:None, line_segment_length_km:6, line_segment_length_mi:6, line_length_km:6, line_length_mi:6, voltage:6, reactance:24, smax:25, sum_ampacity:None, win_ampacity:None, sum_rating:None, win_rating:None, power_factor:None, win_capacity:23, starting_node_code:None, ending_node_name:281, ending_node_code:None, other_references:None, notes:None
948 | 11624 | H9K | ON | Ontario | HONI | 1 | ac | 20 | 12.346 | 101.4 | 62.593 | 115 | [6 empty] | 2.77 | 91 | 100 |  | ON_FAU_JCT |  | ON_CMF_JCT |  | circuit_id:281, owner:281, planning_rgn:None, num_of_circuits:None, current:None, line_segment_length_km:6, line_segment_length_mi:6, line_length_km:6, line_length_mi:6, voltage:6, reactance:24, smax:25, sum_ampacity:None, win_ampacity:None, sum_rating:None, win_rating:None, power_factor:None, win_capacity:23, starting_node_code:None, ending_node_name:281, ending_node_code:None, other_references:None, notes:None
949 | 11625 | H9K | ON | Ontario | HONI | 2 | ac | 30 | 18.519 | 101.4 | 62.593 | 115 | [6 empty] | 2.77 | 91 | 100 |  | ON_H9K_JCT |  | ON_SRF_JCT |  | circuit_id:281, owner:281, planning_rgn:None, num_of_circuits:None, current:None, line_segment_length_km:6, line_segment_length_mi:6, line_length_km:6, line_length_mi:6, voltage:6, reactance:24, smax:25, sum_ampacity:None, win_ampacity:None, sum_rating:None, win_rating:None, power_factor:None, win_capacity:23, starting_node_code:None, ending_node_name:281, ending_node_code:None, other_references:None, notes:None
950 | 11626 | H9K | ON | Ontario | HONI | 2 | ac | 0.1 | 0.062 | 101.4 | 62.593 | 115 | [6 empty] | 2.77 | 91 | 100 |  | ON_HHK_JCT |  | ON_H9K_JCT |  | circuit_id:281, owner:281, planning_rgn:None, num_of_circuits:None, current:None, line_segment_length_km:6, line_segment_length_mi:6, line_length_km:6, line_length_mi:6, voltage:6, reactance:24, smax:25, sum_ampacity:None, win_ampacity:None, sum_rating:None, win_rating:None, power_factor:None, win_capacity:23, starting_node_code:None, ending_node_name:281, ending_node_code:None, other_references:None, notes:None
951 | 11627 | H9K | ON | Ontario | HONI | 2 | ac | 0.1 | 0.062 | 101.4 | 62.593 | 115 | [6 empty] | 2.77 | 91 | 100 |  | ON_HTA_SWS |  | ON_HHK_JCT |  | circuit_id:281, owner:281, planning_rgn:None, num_of_circuits:None, current:None, line_segment_length_km:6, line_segment_length_mi:6, line_length_km:6, line_length_mi:6, voltage:6, reactance:24, smax:25, sum_ampacity:None, win_ampacity:None, sum_rating:None, win_rating:None, power_factor:None, win_capacity:23, starting_node_code:None, ending_node_name:281, ending_node_code:None, other_references:None, notes:None
952 | 11628 | H9K | ON | Ontario | HONI | 1 | ac | 1 | 0.617 | 101.4 | 62.593 | 115 | [6 empty] | 2.77 | 91 | 100 |  | ON_KAP_DSS |  | ON_TMB_GSS |  | circuit_id:281, owner:281, planning_rgn:None, num_of_circuits:None, current:None, line_segment_length_km:6, line_segment_length_mi:6, line_length_km:6, line_length_mi:6, voltage:6, reactance:24, smax:25, sum_ampacity:None, win_ampacity:None, sum_rating:None, win_rating:None, power_factor:None, win_capacity:23, starting_node_code:None, ending_node_name:281, ending_node_code:None, other_references:None, notes:None
953 | 11629 | H9K | ON | Ontario | HONI | 1 | ac | 0.1 | 0.062 | 101.4 | 62.593 | 115 | [6 empty] | 2.77 | 91 | 100 |  | ON_SRF_JCT |  | ON_SRF_DSS |  | circuit_id:281, owner:281, planning_rgn:None, num_of_circuits:None, current:None, line_segment_length_km:6, line_segment_length_mi:6, line_length_km:6, line_length_mi:6, voltage:6, reactance:24, smax:25, sum_ampacity:None, win_ampacity:None, sum_rating:None, win_rating:None, power_factor:None, win_capacity:23, starting_node_code:None, ending_node_name:281, ending_node_code:None, other_references:None, notes:None
954 | 11630 | H9K | ON | Ontario | HONI | 1 | ac | 20 | 12.346 | 101.4 | 62.593 | 115 | [6 empty] | 2.77 | 91 | 100 |  | ON_SRF_JCT |  | ON_FAU_JCT |  | circuit_id:281, owner:281, planning_rgn:None, num_of_circuits:None, current:None, line_segment_length_km:6, line_segment_length_mi:6, line_length_km:6, line_length_mi:6, voltage:6, reactance:24, smax:25, sum_ampacity:None, win_ampacity:None, sum_rating:None, win_rating:None, power_factor:None, win_capacity:23, starting_node_code:None, ending_node_name:281, ending_node_code:None, other_references:None, notes:None
955 | 11631 | H9K | ON | Ontario | HONI | 1 | ac | 5 | 3.086 | 101.4 | 62.593 | 115 | [6 empty] | 2.77 | 91 | 100 |  | ON_SPF_JCT |  | ON_KAP_DSS |  | circuit_id:281, owner:281, planning_rgn:None, num_of_circuits:None, current:None, line_segment_length_km:6, line_segment_length_mi:6, line_length_km:6, line_length_mi:6, voltage:6, reactance:24, smax:25, sum_ampacity:None, win_ampacity:None, sum_rating:None, win_rating:None, power_factor:None, win_capacity:23, starting_node_code:None, ending_node_name:281, ending_node_code:None, other_references:None, notes:None
956 | 11632 | H9W | ON | Ontario | HONI | 1 | ac | 45 | 27.778 | 45.1 | 27.84 | 115 | [6 empty] | 3 | 98 | 108 |  | ON_BCH_DSS |  | ON_WLN_JCT |  | circuit_id:281, owner:281, planning_rgn:None, num_of_circuits:None, current:None, line_segment_length_km:7, line_segment_length_mi:7, line_length_km:7, line_length_mi:7, voltage:7, reactance:24, smax:25, sum_ampacity:None, win_ampacity:None, sum_rating:None, win_rating:None, power_factor:None, win_capacity:23, starting_node_code:None, ending_node_name:281, ending_node_code:None, other_references:None, notes:None
957 | 11633 | H9W | ON | Ontario | HONI | 1 | ac | 0.1 | 0.062 | 45.1 | 27.84 | 115 | [6 empty] | 3 | 98 | 108 |  | ON_WLN_JCT |  | ON_WLN_DSS |  | circuit_id:281, owner:281, planning_rgn:None, num_of_circuits:None, current:None, line_segment_length_km:7, line_segment_length_mi:7, line_length_km:7, line_length_mi:7, voltage:7, reactance:24, smax:25, sum_ampacity:None, win_ampacity:None, sum_rating:None, win_rating:None, power_factor:None, win_capacity:23, starting_node_code:None, ending_node_name:281, ending_node_code:None, other_references:None, notes:None
958 | 11634 | HARRIS1 | ON | Ontario | HONI | 1 | ac | 5 | 3.086 | 5 | 3.086 | 115 | [6 empty] | 3 | 98 | 108 |  | ON_MGP_DSS |  | ON_HRS_GSS |  | circuit_id:281, owner:281, planning_rgn:None, num_of_circuits:None, current:None, line_segment_length_km:7, line_segment_length_mi:7, line_length_km:7, line_length_mi:7, voltage:7, reactance:24, smax:25, sum_ampacity:None, win_ampacity:None, sum_rating:None, win_rating:None, power_factor:None, win_capacity:23, starting_node_code:None, ending_node_name:281, ending_node_code:None, other_references:None, notes:None
959 | 11635 | HBUS | ON | Ontario | HONI | 1 | ac | 3 | 1.852 | 3 | 1.852 | 115 | [6 empty] | 3 | 98 | 108 |  | ON_RBL_SWS |  | ON_KNO_DSS |  | circuit_id:281, owner:281, planning_rgn:None, num_of_circuits:None, current:None, line_segment_length_km:7, line_segment_length_mi:7, line_length_km:7, line_length_mi:7, voltage:7, reactance:24, smax:25, sum_ampacity:None, win_ampacity:None, sum_rating:None, win_rating:None, power_factor:None, win_capacity:23, starting_node_code:None, ending_node_name:281, ending_node_code:None, other_references:None, notes:None
960 | 11636 | HIGHFAL1 | ON | Ontario | HONI | 1 | ac | 0.1 | 0.062 | 1.2 | 0.741 | 115 | [6 empty] | 3 | 98 | 108 |  | ON_ANJ_JCT |  | ON_WAW_TSS |  | circuit_id:281, owner:281, planning_rgn:None, num_of_circuits:None, current:None, line_segment_length_km:7, line_segment_length_mi:7, line_length_km:7, line_length_mi:7, voltage:7, reactance:24, smax:25, sum_ampacity:None, win_ampacity:None, sum_rating:None, win_rating:None, power_factor:None, win_capacity:23, starting_node_code:None, ending_node_name:281, ending_node_code:None, other_references:None, notes:None
961 | 11637 | HIGHFAL1 | ON | Ontario | HONI | 1 | ac | 1 | 0.617 | 1.2 | 0.741 | 115 | [6 empty] | 3 | 98 | 108 |  | ON_ANJ_DSS |  | ON_DAW_DSS |  | circuit_id:281, owner:281, planning_rgn:None, num_of_circuits:None, current:None, line_segment_length_km:7, line_segment_length_mi:7, line_length_km:7, line_length_mi:7, voltage:7, reactance:24, smax:25, sum_ampacity:None, win_ampacity:None, sum_rating:None, win_rating:None, power_factor:None, win_capacity:23, starting_node_code:None, ending_node_name:281, ending_node_code:None, other_references:None, notes:None
962 | 11638 | HIGHFAL1 | ON | Ontario | HONI | 1 | ac | 0.1 | 0.062 | 1.2 | 0.741 | 115 | [6 empty] | 3 | 98 | 108 |  | ON_ANJ_DSS |  | ON_ANJ_JCT |  | circuit_id:281, owner:281, planning_rgn:None, num_of_circuits:None, current:None, line_segment_length_km:7, line_segment_length_mi:7, line_length_km:7, line_length_mi:7, voltage:7, reactance:24, smax:25, sum_ampacity:None, win_ampacity:None, sum_rating:None, win_rating:None, power_factor:None, win_capacity:23, starting_node_code:None, ending_node_name:281, ending_node_code:None, other_references:None, notes:None
963 | 11639 | HIGHFAL2 | ON | Ontario | HONI | 1 | ac | 0.1 | 0.062 | 1.2 | 0.741 | 115 | [6 empty] | 3 | 98 | 108 |  | ON_ANJ_JCT |  | ON_WAW_TSS |  | circuit_id:281, owner:281, planning_rgn:None, num_of_circuits:None, current:None, line_segment_length_km:7, line_segment_length_mi:7, line_length_km:7, line_length_mi:7, voltage:7, reactance:24, smax:25, sum_ampacity:None, win_ampacity:None, sum_rating:None, win_rating:None, power_factor:None, win_capacity:23, starting_node_code:None, ending_node_name:281, ending_node_code:None, other_references:None, notes:None
964 | 11640 | HIGHFAL2 | ON | Ontario | HONI | 1 | ac | 1 | 0.617 | 1.2 | 0.741 | 115 | [6 empty] | 3 | 98 | 108 |  | ON_ANJ_DSS |  | ON_DAW_DSS |  | circuit_id:281, owner:281, planning_rgn:None, num_of_circuits:None, current:None, line_segment_length_km:7, line_segment_length_mi:7, line_length_km:7, line_length_mi:7, voltage:7, reactance:24, smax:25, sum_ampacity:None, win_ampacity:None, sum_rating:None, win_rating:None, power_factor:None, win_capacity:23, starting_node_code:None, ending_node_name:281, ending_node_code:None, other_references:None, notes:None
965 | 11641 | HIGHFAL2 | ON | Ontario | HONI | 1 | ac | 0.1 | 0.062 | 1.2 | 0.741 | 115 | [6 empty] | 3 | 98 | 108 |  | ON_ANJ_DSS |  | ON_ANJ_JCT |  | circuit_id:281, owner:281, planning_rgn:None, num_of_circuits:None, current:None, line_segment_length_km:7, line_segment_length_mi:7, line_length_km:7, line_length_mi:7, voltage:7, reactance:24, smax:25, sum_ampacity:None, win_ampacity:None, sum_rating:None, win_rating:None, power_factor:None, win_capacity:23, starting_node_code:None, ending_node_name:281, ending_node_code:None, other_references:None, notes:None
966 | 11642 | HL3 | ON | Ontario | HONI | 1 | ac | 3.7 | 2.284 | 11.2 | 6.914 | 115 | [6 empty] | 3 | 98 | 108 |  | ON_BCH_DSS |  | ON_BRM_DSS |  | circuit_id:281, owner:281, planning_rgn:None, num_of_circuits:None, current:None, line_segment_length_km:7, line_segment_length_mi:7, line_length_km:7, line_length_mi:7, voltage:7, reactance:24, smax:25, sum_ampacity:None, win_ampacity:None, sum_rating:None, win_rating:None, power_factor:None, win_capacity:23, starting_node_code:None, ending_node_name:281, ending_node_code:None, other_references:None, notes:None
967 | 11643 | HL3 | ON | Ontario | HONI | 1 | ac | 0.5 | 0.309 | 11.2 | 6.914 | 115 | [6 empty] | 3 | 98 | 108 |  | ON_BRM_DSS |  | ON_SPB_JCT |  | circuit_id:281, owner:281, planning_rgn:None, num_of_circuits:None, current:None, line_segment_length_km:7, line_segment_length_mi:7, line_length_km:7, line_length_mi:7, voltage:7, reactance:24, smax:25, sum_ampacity:None, win_ampacity:None, sum_rating:None, win_rating:None, power_factor:None, win_capacity:23, starting_node_code:None, ending_node_name:281, ending_node_code:None, other_references:None, notes:None
968 | 11644 | HL3 | ON | Ontario | HONI | 1 | ac | 0.1 | 0.062 | 11.2 | 6.914 | 115 | [6 empty] | 3 | 98 | 108 |  | ON_SPB_JCT |  | ON_SPB_ISS |  | circuit_id:281, owner:281, planning_rgn:None, num_of_circuits:None, current:None, line_segment_length_km:7, line_segment_length_mi:7, line_length_km:7, line_length_mi:7, voltage:7, reactance:24, smax:25, sum_ampacity:None, win_ampacity:None, sum_rating:None, win_rating:None, power_factor:None, win_capacity:23, starting_node_code:None, ending_node_name:281, ending_node_code:None, other_references:None, notes:None
969 | 11645 | HL3 | ON | Ontario | HONI | 1 | ac | 1 | 0.617 | 11.2 | 6.914 | 115 | [6 empty] | 3 | 98 | 108 |  | ON_SPB_JCT |  | ON_STR_DSS |  | circuit_id:281, owner:281, planning_rgn:None, num_of_circuits:None, current:None, line_segment_length_km:7, line_segment_length_mi:7, line_length_km:7, line_length_mi:7, voltage:7, reactance:24, smax:25, sum_ampacity:None, win_ampacity:None, sum_rating:None, win_rating:None, power_factor:None, win_capacity:23, starting_node_code:None, ending_node_name:281, ending_node_code:None, other_references:None, notes:None
970 | 11646 | HL3 | ON | Ontario | HONI | 1 | ac | 2.7 | 1.667 | 11.2 | 6.914 | 115 | [6 empty] | 3 | 98 | 108 |  | ON_STR_DSS |  | ON_ELG_DSS |  | circuit_id:281, owner:281, planning_rgn:None, num_of_circuits:None, current:None, line_segment_length_km:7, line_segment_length_mi:7, line_length_km:7, line_length_mi:7, voltage:7, reactance:24, smax:25, sum_ampacity:None, win_ampacity:None, sum_rating:None, win_rating:None, power_factor:None, win_capacity:23, starting_node_code:None, ending_node_name:281, ending_node_code:None, other_references:None, notes:None
971 | 11647 | HL3 | ON | Ontario | HONI | 1 | ac | 3.2 | 1.975 | 11.2 | 6.914 | 115 | [6 empty] | 3 | 98 | 108 |  | ON_ELG_DSS |  | ON_NWT_DSS |  | circuit_id:281, owner:281, planning_rgn:None, num_of_circuits:None, current:None, line_segment_length_km:7, line_segment_length_mi:7, line_length_km:7, line_length_mi:7, voltage:7, reactance:24, smax:25, sum_ampacity:None, win_ampacity:None, sum_rating:None, win_rating:None, power_factor:None, win_capacity:23, starting_node_code:None, ending_node_name:281, ending_node_code:None, other_references:None, notes:None
972 | 11648 | HL4 | ON | Ontario | HONI | 1 | ac | 3.7 | 2.284 | 11.2 | 6.914 | 115 | [6 empty] | 3 | 98 | 108 |  | ON_BCH_DSS |  | ON_BRM_DSS |  | circuit_id:281, owner:281, planning_rgn:None, num_of_circuits:None, current:None, line_segment_length_km:7, line_segment_length_mi:7, line_length_km:7, line_length_mi:7, voltage:7, reactance:24, smax:25, sum_ampacity:None, win_ampacity:None, sum_rating:None, win_rating:None, power_factor:None, win_capacity:23, starting_node_code:None, ending_node_name:281, ending_node_code:None, other_references:None, notes:None
973 | 11649 | HL4 | ON | Ontario | HONI | 1 | ac | 0.5 | 0.309 | 11.2 | 6.914 | 115 | [6 empty] | 3 | 98 | 108 |  | ON_BRM_DSS |  | ON_SPB_JCT |  | circuit_id:281, owner:281, planning_rgn:None, num_of_circuits:None, current:None, line_segment_length_km:7, line_segment_length_mi:7, line_length_km:7, line_length_mi:7, voltage:7, reactance:24, smax:25, sum_ampacity:None, win_ampacity:None, sum_rating:None, win_rating:None, power_factor:None, win_capacity:23, starting_node_code:None, ending_node_name:281, ending_node_code:None, other_references:None, notes:None
974 | 11650 | HL4 | ON | Ontario | HONI | 1 | ac | 0.1 | 0.062 | 11.2 | 6.914 | 115 | [6 empty] | 3 | 98 | 108 |  | ON_SPB_JCT |  | ON_SPB_ISS |  | circuit_id:281, owner:281, planning_rgn:None, num_of_circuits:None, current:None, line_segment_length_km:7, line_segment_length_mi:7, line_length_km:7, line_length_mi:7, voltage:7, reactance:24, smax:25, sum_ampacity:None, win_ampacity:None, sum_rating:None, win_rating:None, power_factor:None, win_capacity:23, starting_node_code:None, ending_node_name:281, ending_node_code:None, other_references:None, notes:None
975 | 11651 | HL4 | ON | Ontario | HONI | 1 | ac | 1 | 0.617 | 11.2 | 6.914 | 115 | [6 empty] | 3 | 98 | 108 |  | ON_SPB_JCT |  | ON_STR_DSS |  | circuit_id:281, owner:281, planning_rgn:None, num_of_circuits:None, current:None, line_segment_length_km:7, line_segment_length_mi:7, line_length_km:7, line_length_mi:7, voltage:7, reactance:24, smax:25, sum_ampacity:None, win_ampacity:None, sum_rating:None, win_rating:None, power_factor:None, win_capacity:23, starting_node_code:None, ending_node_name:281, ending_node_code:None, other_references:None, notes:None
976 | 11652 | HL4 | ON | Ontario | HONI | 1 | ac | 2.7 | 1.667 | 11.2 | 6.914 | 115 | [6 empty] | 3 | 98 | 108 |  | ON_STR_DSS |  | ON_ELG_DSS |  | circuit_id:281, owner:281, planning_rgn:None, num_of_circuits:None, current:None, line_segment_length_km:7, line_segment_length_mi:7, line_length_km:7, line_length_mi:7, voltage:7, reactance:24, smax:25, sum_ampacity:None, win_ampacity:None, sum_rating:None, win_rating:None, power_factor:None, win_capacity:23, starting_node_code:None, ending_node_name:281, ending_node_code:None, other_references:None, notes:None
977 | 11653 | HL4 | ON | Ontario | HONI | 1 | ac | 3.2 | 1.975 | 11.2 | 6.914 | 115 | [6 empty] | 3 | 98 | 108 |  | ON_ELG_DSS |  | ON_NWT_DSS |  | circuit_id:281, owner:281, planning_rgn:None, num_of_circuits:None, current:None, line_segment_length_km:7, line_segment_length_mi:7, line_length_km:7, line_length_mi:7, voltage:7, reactance:24, smax:25, sum_ampacity:None, win_ampacity:None, sum_rating:None, win_rating:None, power_factor:None, win_capacity:23, starting_node_code:None, ending_node_name:281, ending_node_code:None, other_references:None, notes:None
978 | 11654 | HLNGWTH1 | ON | Ontario | HONI | 1 | ac | 0.1 | 0.062 | 0.3 | 0.185 | 115 | [6 empty] | 3 | 98 | 108 |  | ON_ANJ_DSS |  | ON_ANJ_JCT |  | circuit_id:281, owner:281, planning_rgn:None, num_of_circuits:None, current:None, line_segment_length_km:7, line_segment_length_mi:7, line_length_km:7, line_length_mi:7, voltage:7, reactance:24, smax:25, sum_ampacity:None, win_ampacity:None, sum_rating:None, win_rating:None, power_factor:None, win_capacity:23, starting_node_code:None, ending_node_name:281, ending_node_code:None, other_references:None, notes:None
979 | 11655 | HLNGWTH1 | ON | Ontario | HONI | 1 | ac | 0.1 | 0.062 | 0.3 | 0.185 | 115 | [6 empty] | 3 | 98 | 108 |  | ON_AN2_JCT |  | ON_HGW_DSS |  | circuit_id:281, owner:281, planning_rgn:None, num_of_circuits:None, current:None, line_segment_length_km:7, line_segment_length_mi:7, line_length_km:7, line_length_mi:7, voltage:7, reactance:24, smax:25, sum_ampacity:None, win_ampacity:None, sum_rating:None, win_rating:None, power_factor:None, win_capacity:23, starting_node_code:None, ending_node_name:281, ending_node_code:None, other_references:None, notes:None
980 | 11656 | HLNGWTH1 | ON | Ontario | HONI | 1 | ac | 0.1 | 0.062 | 0.3 | 0.185 | 115 | [6 empty] | 3 | 98 | 108 |  | ON_AN2_JCT |  | ON_WAW_TSS |  | circuit_id:281, owner:281, planning_rgn:None, num_of_circuits:None, current:None, line_segment_length_km:7, line_segment_length_mi:7, line_length_km:7, line_length_mi:7, voltage:7, reactance:24, smax:25, sum_ampacity:None, win_ampacity:None, sum_rating:None, win_rating:None, power_factor:None, win_capacity:23, starting_node_code:None, ending_node_name:281, ending_node_code:None, other_references:None, notes:None
981 | 11657 | HOGG1 | ON | Ontario | HONI | 1 | ac | 1 | 0.617 | 1 | 0.617 | 115 | [6 empty] | 3 | 98 | 108 |  | ON_GSO_DSS |  | ON_HOG_GSS |  | circuit_id:None, owner:None, planning_rgn:None, num_of_circuits:None, current:None, line_segment_length_km:7, line_segment_length_mi:7, line_length_km:7, line_length_mi:7, voltage:7, reactance:24, smax:25, sum_ampacity:None, win_ampacity:None, sum_rating:None, win_rating:None, power_factor:None, win_capacity:23, starting_node_code:None, ending_node_name:281, ending_node_code:None, other_references:None, notes:None
982 | 11658 | J1B | ON | Ontario | HONI | 1 | ac | 0.3 | 0.185 | 0.3 | 0.185 | 115 | [6 empty] | 3 | 98 | 108 |  | ON_KEI_DSS |  | ON_BTN_JCT |  | circuit_id:281, owner:281, planning_rgn:None, num_of_circuits:None, current:None, line_segment_length_km:7, line_segment_length_mi:7, line_length_km:7, line_length_mi:7, voltage:7, reactance:24, smax:25, sum_ampacity:None, win_ampacity:None, sum_rating:None, win_rating:None, power_factor:None, win_capacity:23, starting_node_code:None, ending_node_name:281, ending_node_code:None, other_references:None, notes:None
983 | 11659 | J20B | ON | Ontario | HONI | 1 | ac | 0.3 | 0.185 | 0.3 | 0.185 | 230 | [6 empty] | 3 | 402 | 435 |  | ON_KEI_DSS |  | ON_BTN_JCT |  | circuit_id:281, owner:281, planning_rgn:None, num_of_circuits:None, current:None, line_segment_length_km:7, line_segment_length_mi:7, line_length_km:7, line_length_mi:7, voltage:7, reactance:24, smax:25, sum_ampacity:None, win_ampacity:None, sum_rating:None, win_rating:None, power_factor:None, win_capacity:23, starting_node_code:None, ending_node_name:281, ending_node_code:None, other_references:None, notes:None
984 | 11660 | J2N | ON | Ontario | HONI | 1 | ac | 0.3 | 0.185 | 0.3 | 0.185 | 115 | [6 empty] | 3 | 98 | 108 |  | ON_KEI_DSS |  | ON_WWP_SWS |  | circuit_id:281, owner:281, planning_rgn:None, num_of_circuits:None, current:None, line_segment_length_km:7, line_segment_length_mi:7, line_length_km:7, line_length_mi:7, voltage:7, reactance:24, smax:25, sum_ampacity:None, win_ampacity:None, sum_rating:None, win_rating:None, power_factor:None, win_capacity:23, starting_node_code:None, ending_node_name:281, ending_node_code:None, other_references:None, notes:None
985 | 11661 | J3E | ON | Ontario | HONI | 1 | ac | 6 | 3.704 | 12.3 | 7.593 | 115 | [6 empty] | 3 | 98 | 108 |  | ON_KEI_DSS |  | ON_CRW_JCT |  | circuit_id:281, owner:281, planning_rgn:None, num_of_circuits:None, current:None, line_segment_length_km:7, line_segment_length_mi:7, line_length_km:7, line_length_mi:7, voltage:7, reactance:24, smax:25, sum_ampacity:None, win_ampacity:None, sum_rating:None, win_rating:None, power_factor:None, win_capacity:23, starting_node_code:None, ending_node_name:281, ending_node_code:None, other_references:None, notes:None
986 | 11662 | J3E | ON | Ontario | HONI | 1 | ac | 0.1 | 0.062 | 12.3 | 7.593 | 115 | [6 empty] | 3 | 98 | 108 |  | ON_CRW_JCT |  | ON_CRW_DSS |  | circuit_id:281, owner:281, planning_rgn:None, num_of_circuits:None, current:None, line_segment_length_km:7, line_segment_length_mi:7, line_length_km:7, line_length_mi:7, voltage:7, reactance:24, smax:25, sum_ampacity:None, win_ampacity:None, sum_rating:None, win_rating:None, power_factor:None, win_capacity:23, starting_node_code:None, ending_node_name:281, ending_node_code:None, other_references:None, notes:None
987 | 11663 | J3E | ON | Ontario | HONI | 1 | ac | 6.2 | 3.827 | 12.3 | 7.593 | 115 | [6 empty] | 3 | 98 | 108 |  | ON_CRW_JCT |  | ON_ESX_DSS |  | circuit_id:281, owner:281, planning_rgn:None, num_of_circuits:None, current:None, line_segment_length_km:7, line_segment_length_mi:7, line_length_km:7, line_length_mi:7, voltage:7, reactance:24, smax:25, sum_ampacity:None, win_ampacity:None, sum_rating:None, win_rating:None, power_factor:None, win_capacity:23, starting_node_code:None, ending_node_name:281, ending_node_code:None, other_references:None, notes:None
988 | 11664 | J4E | ON | Ontario | HONI | 1 | ac | 6 | 3.704 | 12.3 | 7.593 | 115 | [6 empty] | 3 | 98 | 108 |  | ON_CRW_JCT |  | ON_CRW_DSS |  | circuit_id:281, owner:281, planning_rgn:None, num_of_circuits:None, current:None, line_segment_length_km:7, line_segment_length_mi:7, line_length_km:7, line_length_mi:7, voltage:7, reactance:24, smax:25, sum_ampacity:None, win_ampacity:None, sum_rating:None, win_rating:None, power_factor:None, win_capacity:23, starting_node_code:None, ending_node_name:281, ending_node_code:None, other_references:None, notes:None
989 | 11665 | J4E | ON | Ontario | HONI | 1 | ac | 0.1 | 0.062 | 12.3 | 7.593 | 115 | [6 empty] | 3 | 98 | 108 |  | ON_CRW_JCT |  | ON_ESX_DSS |  | circuit_id:281, owner:281, planning_rgn:None, num_of_circuits:None, current:None, line_segment_length_km:7, line_segment_length_mi:7, line_length_km:7, line_length_mi:7, voltage:7, reactance:24, smax:25, sum_ampacity:None, win_ampacity:None, sum_rating:None, win_rating:None, power_factor:None, win_capacity:23, starting_node_code:None, ending_node_name:281, ending_node_code:None, other_references:None, notes:None
990 | 11666 | J4E | ON | Ontario | HONI | 1 | ac | 6.2 | 3.827 | 12.3 | 7.593 | 115 | [6 empty] | 3 | 98 | 108 |  | ON_KEI_DSS |  | ON_CRW_JCT |  | circuit_id:281, owner:281, planning_rgn:None, num_of_circuits:None, current:None, line_segment_length_km:7, line_segment_length_mi:7, line_length_km:7, line_length_mi:7, voltage:7, reactance:24, smax:25, sum_ampacity:None, win_ampacity:None, sum_rating:None, win_rating:None, power_factor:None, win_capacity:23, starting_node_code:None, ending_node_name:281, ending_node_code:None, other_references:None, notes:None
991 | 11667 | J5D | ON | Ontario | HONI | 1 | ac | 1.8 | 1.111 | 1.8 | 1.111 | 115 | [6 empty] | 3 | 570 | 570 |  | ON_KEI_DSS |  | XX_ONUS4_INT |  | circuit_id:281, owner:281, planning_rgn:None, num_of_circuits:None, current:None, line_segment_length_km:7, line_segment_length_mi:7, line_length_km:7, line_length_mi:7, voltage:7, reactance:24, smax:25, sum_ampacity:None, win_ampacity:None, sum_rating:None, win_rating:None, power_factor:None, win_capacity:169, starting_node_code:None, ending_node_name:281, ending_node_code:None, other_references:None, notes:None
992 | 11668 | K1 | ON | Ontario | HONI | 1 | ac | 5 | 3.086 | 5 | 3.086 | 115 | [6 empty] | 3 | 98 | 108 |  | ON_KLL_DSS |  | ON_GLN_JCT | Deleted K10SB | circuit_id:281, owner:281, planning_rgn:None, num_of_circuits:None, current:None, line_segment_length_km:6, line_segment_length_mi:6, line_length_km:6, line_length_mi:6, voltage:6, reactance:24, smax:25, sum_ampacity:None, win_ampacity:None, sum_rating:None, win_rating:None, power_factor:None, win_capacity:23, starting_node_code:None, ending_node_name:281, ending_node_code:None, other_references:None, notes:None
993 | 11669 | K11W | ON | Ontario | HONI | 1 | ac | 5.9 | 3.642 | 9.4 | 5.802 | 115 | [6 empty] | 3 | 98 | 108 |  | ON_MBY_DSS |  | ON_RNY_DSS |  | circuit_id:281, owner:281, planning_rgn:None, num_of_circuits:None, current:None, line_segment_length_km:7, line_segment_length_mi:7, line_length_km:7, line_length_mi:7, voltage:7, reactance:24, smax:25, sum_ampacity:None, win_ampacity:None, sum_rating:None, win_rating:None, power_factor:None, win_capacity:23, starting_node_code:None, ending_node_name:281, ending_node_code:None, other_references:None, notes:None
994 | 11670 | K11W | ON | Ontario | HONI | 1 | ac | 3.5 | 2.16 | 9.4 | 5.802 | 115 | [6 empty] | 3 | 98 | 108 |  | ON_RNY_DSS |  | ON_WLT_DSS |  | circuit_id:281, owner:281, planning_rgn:None, num_of_circuits:None, current:None, line_segment_length_km:7, line_segment_length_mi:7, line_length_km:7, line_length_mi:7, voltage:7, reactance:24, smax:25, sum_ampacity:None, win_ampacity:None, sum_rating:None, win_rating:None, power_factor:None, win_capacity:23, starting_node_code:None, ending_node_name:281, ending_node_code:None, other_references:None, notes:None
995 | 11671 | K12 | ON | Ontario | HONI | 1 | ac | 2.5 | 1.543 | 6 | 3.704 | 115 | [6 empty] | 3 | 98 | 108 |  | ON_KRN_TSS |  | ON_WDK_DSS |  | circuit_id:281, owner:281, planning_rgn:None, num_of_circuits:None, current:None, line_segment_length_km:7, line_segment_length_mi:7, line_length_km:7, line_length_mi:7, voltage:7, reactance:24, smax:25, sum_ampacity:None, win_ampacity:None, sum_rating:None, win_rating:None, power_factor:None, win_capacity:23, starting_node_code:None, ending_node_name:281, ending_node_code:None, other_references:None, notes:None
996 | 11672 | K12 | ON | Ontario | HONI | 1 | ac | 3.5 | 2.16 | 6 | 3.704 | 115 | [6 empty] | 3 | 98 | 108 |  | ON_WDK_DSS |  | ON_CMC_DSS |  | circuit_id:281, owner:281, planning_rgn:None, num_of_circuits:None, current:None, line_segment_length_km:7, line_segment_length_mi:7, line_length_km:7, line_length_mi:7, voltage:7, reactance:24, smax:25, sum_ampacity:None, win_ampacity:None, sum_rating:None, win_rating:None, power_factor:None, win_capacity:23, starting_node_code:None, ending_node_name:281, ending_node_code:None, other_references:None, notes:None
997 | 11673 | K12W | ON | Ontario | HONI | 1 | ac | 5.9 | 3.642 | 9.4 | 5.802 | 115 | [6 empty] | 3 | 98 | 108 |  | ON_MBY_DSS |  | ON_RNY_DSS |  | circuit_id:281, owner:281, planning_rgn:None, num_of_circuits:None, current:None, line_segment_length_km:7, line_segment_length_mi:7, line_length_km:7, line_length_mi:7, voltage:7, reactance:24, smax:25, sum_ampacity:None, win_ampacity:None, sum_rating:None, win_rating:None, power_factor:None, win_capacity:23, starting_node_code:None, ending_node_name:281, ending_node_code:None, other_references:None, notes:None
998 | 11674 | K12W | ON | Ontario | HONI | 1 | ac | 3.5 | 2.16 | 9.4 | 5.802 | 115 | [6 empty] | 3 | 98 | 108 |  | ON_RNY_DSS |  | ON_WLT_DSS |  | circuit_id:281, owner:281, planning_rgn:None, num_of_circuits:None, current:None, line_segment_length_km:7, line_segment_length_mi:7, line_length_km:7, line_length_mi:7, voltage:7, reactance:24, smax:25, sum_ampacity:None, win_ampacity:None, sum_rating:None, win_rating:None, power_factor:None, win_capacity:23, starting_node_code:None, ending_node_name:281, ending_node_code:None, other_references:None, notes:None
999 | 11675 | K13J | ON | Ontario | HONI | 1 | ac | 6.9 | 4.259 | 15 | 9.259 | 115 | [6 empty] | 3 | 98 | 108 |  | ON_MBY_DSS |  | ON_RVS_JCT |  | circuit_id:281, owner:281, planning_rgn:None, num_of_circuits:None, current:None, line_segment_length_km:7, line_segment_length_mi:7, line_length_km:7, line_length_mi:7, voltage:7, reactance:24, smax:25, sum_ampacity:None, win_ampacity:None, sum_rating:None, win_rating:None, power_factor:None, win_capacity:23, starting_node_code:None, ending_node_name:281, ending_node_code:None, other_references:None, notes:None
1000 | 11676 | K13J | ON | Ontario | HONI | 1 | ac | 5.6 | 3.457 | 15 | 9.259 | 115 | [6 empty] | 3 | 98 | 108 |  | ON_RVS_JCT |  | ON_STH_DSS |  | circuit_id:281, owner:281, planning_rgn:None, num_of_circuits:None, current:None, line_segment_length_km:7, line_segment_length_mi:7, line_length_km:7, line_length_mi:7, voltage:7, reactance:24, smax:25, sum_ampacity:None, win_ampacity:None, sum_rating:None, win_rating:None, power_factor:None, win_capacity:23, starting_node_code:None, ending_node_name:281, ending_node_code:None, other_references:None, notes:None
1001 | 11677 | K13J | ON | Ontario | HONI | 1 | ac | 2.5 | 1.543 | 15 | 9.259 | 115 | [6 empty] | 3 | 98 | 108 |  | ON_STH_DSS |  | ON_JON_DSS |  | circuit_id:281, owner:281, planning_rgn:None, num_of_circuits:None, current:None, line_segment_length_km:7, line_segment_length_mi:7, line_length_km:7, line_length_mi:7, voltage:7, reactance:24, smax:25, sum_ampacity:None, win_ampacity:None, sum_rating:None, win_rating:None, power_factor:None, win_capacity:23, starting_node_code:None, ending_node_name:281, ending_node_code:None, other_references:None, notes:None
1002 | 11678 | K14J | ON | Ontario | HONI | 1 | ac | 6.9 | 4.259 | 15 | 9.259 | 115 | [6 empty] | 3 | 98 | 108 |  | ON_MBY_DSS |  | ON_RVS_JCT |  | circuit_id:281, owner:281, planning_rgn:None, num_of_circuits:None, current:None, line_segment_length_km:7, line_segment_length_mi:7, line_length_km:7, line_length_mi:7, voltage:7, reactance:24, smax:25, sum_ampacity:None, win_ampacity:None, sum_rating:None, win_rating:None, power_factor:None, win_capacity:23, starting_node_code:None, ending_node_name:281, ending_node_code:None, other_references:None, notes:None
1003 | 11679 | K14J | ON | Ontario | HONI | 1 | ac | 5.6 | 3.457 | 15 | 9.259 | 115 | [6 empty] | 3 | 98 | 108 |  | ON_RVS_JCT |  | ON_STH_DSS |  | circuit_id:281, owner:281, planning_rgn:None, num_of_circuits:None, current:None, line_segment_length_km:7, line_segment_length_mi:7, line_length_km:7, line_length_mi:7, voltage:7, reactance:24, smax:25, sum_ampacity:None, win_ampacity:None, sum_rating:None, win_rating:None, power_factor:None, win_capacity:23, starting_node_code:None, ending_node_name:281, ending_node_code:None, other_references:None, notes:None
1004 | 11680 | K14J | ON | Ontario | HONI | 1 | ac | 2.5 | 1.543 | 15 | 9.259 | 115 | [6 empty] | 3 | 98 | 108 |  | ON_STH_DSS |  | ON_JON_DSS |  | circuit_id:281, owner:281, planning_rgn:None, num_of_circuits:None, current:None, line_segment_length_km:7, line_segment_length_mi:7, line_length_km:7, line_length_mi:7, voltage:7, reactance:24, smax:25, sum_ampacity:None, win_ampacity:None, sum_rating:None, win_rating:None, power_factor:None, win_capacity:23, starting_node_code:None, ending_node_name:281, ending_node_code:None, other_references:None, notes:None
1005 | 11681 | K1G | ON | Ontario | HONI | 1 | ac | 1.7 | 1.049 | 1.7 | 1.049 | 115 | [6 empty] | 3 | 98 | 108 |  | ON_KNL_DSS |  | ON_GAG_DSS |  | circuit_id:281, owner:281, planning_rgn:None, num_of_circuits:None, current:None, line_segment_length_km:7, line_segment_length_mi:7, line_length_km:7, line_length_mi:7, voltage:7, reactance:24, smax:25, sum_ampacity:None, win_ampacity:None, sum_rating:None, win_rating:None, power_factor:None, win_capacity:23, starting_node_code:None, ending_node_name:281, ending_node_code:None, other_references:None, notes:None
1006 | 11682 | K1W | ON | Ontario | HONI | 1 | ac | 8.7 | 5.37 | 14.2 | 8.765 | 115 | [6 empty] | 3 | 98 | 108 |  | ON_MBY_DSS |  | ON_STC_JCT |  | circuit_id:281, owner:281, planning_rgn:None, num_of_circuits:None, current:None, line_segment_length_km:7, line_segment_length_mi:7, line_length_km:7, line_length_mi:7, voltage:7, reactance:24, smax:25, sum_ampacity:None, win_ampacity:None, sum_rating:None, win_rating:None, power_factor:None, win_capacity:23, starting_node_code:None, ending_node_name:281, ending_node_code:None, other_references:None, notes:None
1007 | 11683 | K1W | ON | Ontario | HONI | 1 | ac | 4.6 | 2.84 | 14.2 | 8.765 | 115 | [6 empty] | 3 | 98 | 108 |  | ON_STC_JCT |  | ON_FBK_DSS |  | circuit_id:281, owner:281, planning_rgn:None, num_of_circuits:None, current:None, line_segment_length_km:7, line_segment_length_mi:7, line_length_km:7, line_length_mi:7, voltage:7, reactance:24, smax:25, sum_ampacity:None, win_ampacity:None, sum_rating:None, win_rating:None, power_factor:None, win_capacity:23, starting_node_code:None, ending_node_name:281, ending_node_code:None, other_references:None, notes:None
1008 | 11684 | K1W | ON | Ontario | HONI | 1 | ac | 0.9 | 0.556 | 14.2 | 8.765 | 115 | [6 empty] | 3 | 98 | 108 |  | ON_STC_JCT |  | ON_WLT_DSS |  | circuit_id:281, owner:281, planning_rgn:None, num_of_circuits:None, current:None, line_segment_length_km:7, line_segment_length_mi:7, line_length_km:7, line_length_mi:7, voltage:7, reactance:24, smax:25, sum_ampacity:None, win_ampacity:None, sum_rating:None, win_rating:None, power_factor:None, win_capacity:23, starting_node_code:None, ending_node_name:281, ending_node_code:None, other_references:None, notes:None
1009 | 11685 | K2 | ON | Ontario | HONI | 1 | ac | 0.1 | 0.062 | 55.1 | 34.012 | 115 | [6 empty] | 3 | 98 | 108 |  | ON_GLN_JCT |  | ON_GLS_JCT |  | circuit_id:281, owner:281, planning_rgn:None, num_of_circuits:None, current:None, line_segment_length_km:6, line_segment_length_mi:6, line_length_km:6, line_length_mi:6, voltage:6, reactance:24, smax:25, sum_ampacity:None, win_ampacity:None, sum_rating:None, win_rating:None, power_factor:None, win_capacity:23, starting_node_code:None, ending_node_name:281, ending_node_code:None, other_references:None, notes:None
1010 | 11686 | K2 | ON | Ontario | HONI | 1 | ac | 50 | 30.864 | 55.1 | 34.012 | 115 | [6 empty] | 3 | 98 | 108 |  | ON_GLS_JCT |  | ON_HLH_JCT |  | circuit_id:281, owner:281, planning_rgn:None, num_of_circuits:None, current:None, line_segment_length_km:6, line_segment_length_mi:6, line_length_km:6, line_length_mi:6, voltage:6, reactance:24, smax:25, sum_ampacity:None, win_ampacity:None, sum_rating:None, win_rating:None, power_factor:None, win_capacity:23, starting_node_code:None, ending_node_name:281, ending_node_code:None, other_references:None, notes:None
1011 | 11687 | K2 | ON | Ontario | HONI | 1 | ac | 5 | 3.086 | 55.1 | 34.012 | 115 | [6 empty] | 3 | 98 | 108 |  | ON_KLL_DSS |  | ON_GLN_JCT |  | circuit_id:281, owner:281, planning_rgn:None, num_of_circuits:None, current:None, line_segment_length_km:6, line_segment_length_mi:6, line_length_km:6, line_length_mi:6, voltage:6, reactance:24, smax:25, sum_ampacity:None, win_ampacity:None, sum_rating:None, win_rating:None, power_factor:None, win_capacity:23, starting_node_code:None, ending_node_name:281, ending_node_code:None, other_references:None, notes:None
1012 | 11688 | K21C | ON | Ontario | HONI | 2 | ac | 5.8 | 3.58 | 6.7 | 4.136 | 230 | [6 empty] | 3 | 402 | 435 |  | ON_MBY_DSS |  | ON_APP_JCT |  | circuit_id:281, owner:281, planning_rgn:None, num_of_circuits:None, current:None, line_segment_length_km:7, line_segment_length_mi:7, line_length_km:7, line_length_mi:7, voltage:7, reactance:24, smax:25, sum_ampacity:None, win_ampacity:None, sum_rating:None, win_rating:None, power_factor:None, win_capacity:23, starting_node_code:None, ending_node_name:281, ending_node_code:None, other_references:None, notes:None
1013 | 11689 | K21C | ON | Ontario | HONI | 1 | ac | 0.9 | 0.556 | 6.7 | 4.136 | 230 | [6 empty] | 3 | 402 | 435 |  | ON_APP_JCT |  | ON_CKV_DSS |  | circuit_id:281, owner:281, planning_rgn:None, num_of_circuits:None, current:None, line_segment_length_km:7, line_segment_length_mi:7, line_length_km:7, line_length_mi:7, voltage:7, reactance:24, smax:25, sum_ampacity:None, win_ampacity:None, sum_rating:None, win_rating:None, power_factor:None, win_capacity:23, starting_node_code:None, ending_node_name:281, ending_node_code:None, other_references:None, notes:None
1014 | 11690 | K21W | ON | Ontario | HONI | 1 | ac | 63 | 38.889 | 63 | 38.889 | 230 | [6 empty] | 3 | 402 | 435 |  | ON_KNO_TSS |  | PP_ONMB2_IPT |  | circuit_id:281, owner:281, planning_rgn:None, num_of_circuits:None, current:None, line_segment_length_km:7, line_segment_length_mi:7, line_length_km:7, line_length_mi:7, voltage:7, reactance:24, smax:25, sum_ampacity:None, win_ampacity:None, sum_rating:None, win_rating:None, power_factor:None, win_capacity:23, starting_node_code:None, ending_node_name:281, ending_node_code:None, other_references:None, notes:None
1015 | 11691 | K22W | ON | Ontario | HONI | 1 | ac | 63 | 38.889 | 63 | 38.889 | 230 | [6 empty] | 3 | 402 | 435 |  | ON_KNO_TSS |  | PP_ONMB2_IPT |  | circuit_id:281, owner:281, planning_rgn:None, num_of_circuits:None, current:None, line_segment_length_km:7, line_segment_length_mi:7, line_length_km:7, line_length_mi:7, voltage:7, reactance:24, smax:25, sum_ampacity:None, win_ampacity:None, sum_rating:None, win_rating:None, power_factor:None, win_capacity:23, starting_node_code:None, ending_node_name:281, ending_node_code:None, other_references:None, notes:None
1016 | 11692 | K23C | ON | Ontario | HONI | 1 | ac | 6.2 | 3.827 | 7.6 | 4.691 | 230 | [6 empty] | 3 | 402 | 435 |  | ON_MBY_DSS |  | ON_APP_JCT |  | circuit_id:281, owner:281, planning_rgn:None, num_of_circuits:None, current:None, line_segment_length_km:7, line_segment_length_mi:7, line_length_km:7, line_length_mi:7, voltage:7, reactance:24, smax:25, sum_ampacity:None, win_ampacity:None, sum_rating:None, win_rating:None, power_factor:None, win_capacity:23, starting_node_code:None, ending_node_name:281, ending_node_code:None, other_references:None, notes:None
1017 | 11693 | K23C | ON | Ontario | HONI | 1 | ac | 1.4 | 0.864 | 7.6 | 4.691 | 230 | [6 empty] | 3 | 402 | 435 |  | ON_APP_JCT |  | ON_CKV_DSS |  | circuit_id:281, owner:281, planning_rgn:None, num_of_circuits:None, current:None, line_segment_length_km:7, line_segment_length_mi:7, line_length_km:7, line_length_mi:7, voltage:7, reactance:24, smax:25, sum_ampacity:None, win_ampacity:None, sum_rating:None, win_rating:None, power_factor:None, win_capacity:23, starting_node_code:None, ending_node_name:281, ending_node_code:None, other_references:None, notes:None
1018 | 11694 | K23D | ON | Ontario | HONI | 1 | ac | 53.2 | 32.84 | 111.9 | 69.074 | 230 | [6 empty] | 2.6 | 348 | 376 |  | ON_KNO_TSS |  | ON_TCV_JCT |  | circuit_id:281, owner:281, planning_rgn:None, num_of_circuits:None, current:None, line_segment_length_km:7, line_segment_length_mi:7, line_length_km:7, line_length_mi:7, voltage:7, reactance:24, smax:25, sum_ampacity:None, win_ampacity:None, sum_rating:None, win_rating:None, power_factor:None, win_capacity:23, starting_node_code:None, ending_node_name:281, ending_node_code:None, other_references:None, notes:None
1019 | 11695 | K23D | ON | Ontario | HONI | 1 | ac | 58.6 | 36.173 | 111.9 | 69.074 | 230 | [6 empty] | 2.6 | 348 | 376 |  | ON_TCV_JCT |  | ON_DRY_TSS |  | circuit_id:281, owner:281, planning_rgn:None, num_of_circuits:None, current:None, line_segment_length_km:7, line_segment_length_mi:7, line_length_km:7, line_length_mi:7, voltage:7, reactance:24, smax:25, sum_ampacity:None, win_ampacity:None, sum_rating:None, win_rating:None, power_factor:None, win_capacity:23, starting_node_code:None, ending_node_name:281, ending_node_code:None, other_references:None, notes:None
1020 | 11696 | K23D | ON | Ontario | HONI | 1 | ac | 0.1 | 0.062 | 111.9 | 69.074 | 230 | [6 empty] | 2.6 | 348 | 376 |  | ON_TCV_JCT |  | ON_TCV_ISS |  | circuit_id:281, owner:281, planning_rgn:None, num_of_circuits:None, current:None, line_segment_length_km:7, line_segment_length_mi:7, line_length_km:7, line_length_mi:7, voltage:7, reactance:24, smax:25, sum_ampacity:None, win_ampacity:None, sum_rating:None, win_rating:None, power_factor:None, win_capacity:23, starting_node_code:None, ending_node_name:281, ending_node_code:None, other_references:None, notes:None
1021 | 11697 | K24F | ON | Ontario | HONI | 1 | ac | 120 | 74.074 | 155.1 | 95.741 | 230 | [6 empty] | 2.09 | 281 | 304 |  | ON_KNO_TSS |  | ON_RRG_JCT |  | circuit_id:281, owner:281, planning_rgn:None, num_of_circuits:None, current:None, line_segment_length_km:6, line_segment_length_mi:6, line_length_km:6, line_length_mi:6, voltage:6, reactance:24, smax:25, sum_ampacity:None, win_ampacity:None, sum_rating:None, win_rating:None, power_factor:None, win_capacity:23, starting_node_code:None, ending_node_name:281, ending_node_code:None, other_references:None, notes:None
1022 | 11698 | K24F | ON | Ontario | HONI | 1 | ac | 35 | 21.605 | 155.1 | 95.741 | 230 | [6 empty] | 2.09 | 281 | 304 |  | ON_RRG_JCT |  | ON_FRF_TSS |  | circuit_id:281, owner:281, planning_rgn:None, num_of_circuits:None, current:None, line_segment_length_km:6, line_segment_length_mi:6, line_length_km:6, line_length_mi:6, voltage:6, reactance:24, smax:25, sum_ampacity:None, win_ampacity:None, sum_rating:None, win_rating:None, power_factor:None, win_capacity:23, starting_node_code:None, ending_node_name:281, ending_node_code:None, other_references:None, notes:None
1023 | 11699 | K24F | ON | Ontario | HONI | 1 | ac | 0.1 | 0.062 | 155.1 | 95.741 | 230 | [6 empty] | 2.09 | 281 | 304 |  | ON_RRG_JCT |  | ON_RRG_SWS |  | circuit_id:281, owner:281, planning_rgn:None, num_of_circuits:None, current:None, line_segment_length_km:6, line_segment_length_mi:6, line_length_km:6, line_length_mi:6, voltage:6, reactance:24, smax:25, sum_ampacity:None, win_ampacity:None, sum_rating:None, win_rating:None, power_factor:None, win_capacity:23, starting_node_code:None, ending_node_name:281, ending_node_code:None, other_references:None, notes:None
1024 | 11700 | K24G | ON | Ontario | HONI | 1 | ac | 0.1 | 0.062 | 91.2 | 56.296 | 230 | [6 empty] | 2.97 | 398 | 431 |  | ON_GLA_JCT |  | ON_GLA_SWS |  | circuit_id:None, owner:None, planning_rgn:None, num_of_circuits:None, current:None, line_segment_length_km:7, line_segment_length_mi:7, line_length_km:7, line_length_mi:7, voltage:7, reactance:24, smax:25, sum_ampacity:None, win_ampacity:None, sum_rating:None, win_rating:None, power_factor:None, win_capacity:23, starting_node_code:None, ending_node_name:281, ending_node_code:None, other_references:None, notes:None
1025 | 11701 | K24G | ON | Ontario | HONI | 1 | ac | 0.1 | 0.062 | 91.2 | 56.296 | 230 | [6 empty] | 2.97 | 398 | 431 |  | ON_HYD_JCT |  | ON_HYD_SWS |  | circuit_id:None, owner:None, planning_rgn:None, num_of_circuits:None, current:None, line_segment_length_km:7, line_segment_length_mi:7, line_length_km:7, line_length_mi:7, voltage:7, reactance:24, smax:25, sum_ampacity:None, win_ampacity:None, sum_rating:None, win_rating:None, power_factor:None, win_capacity:23, starting_node_code:None, ending_node_name:281, ending_node_code:None, other_references:None, notes:None
1026 | 11702 | K24G | ON | Ontario | HONI | 1 | ac | 3 | 1.852 | 91.2 | 56.296 | 230 | [6 empty] | 2.97 | 398 | 431 |  | ON_HYD_JCT |  | ON_GLA_JCT |  | circuit_id:None, owner:None, planning_rgn:None, num_of_circuits:None, current:None, line_segment_length_km:7, line_segment_length_mi:7, line_length_km:7, line_length_mi:7, voltage:7, reactance:24, smax:25, sum_ampacity:None, win_ampacity:None, sum_rating:None, win_rating:None, power_factor:None, win_capacity:23, starting_node_code:None, ending_node_name:281, ending_node_code:None, other_references:None, notes:None
1027 | 11703 | K24G | ON | Ontario | HONI | 1 | ac | 10 | 6.173 | 91.2 | 56.296 | 230 | [6 empty] | 2.97 | 398 | 431 |  | ON_HYD_JCT |  | ON_TDL_DSS |  | circuit_id:None, owner:None, planning_rgn:None, num_of_circuits:None, current:None, line_segment_length_km:7, line_segment_length_mi:7, line_length_km:7, line_length_mi:7, voltage:7, reactance:24, smax:25, sum_ampacity:None, win_ampacity:None, sum_rating:None, win_rating:None, power_factor:None, win_capacity:23, starting_node_code:None, ending_node_name:281, ending_node_code:None, other_references:None, notes:None
1028 | 11704 | K24G | ON | Ontario | HONI | 1 | ac | 78 | 48.148 | 91.2 | 56.296 | 230 | [6 empty] | 2.97 | 398 | 431 |  | ON_MKY_DSS |  | ON_HYD_JCT |  | circuit_id:None, owner:None, planning_rgn:None, num_of_circuits:None, current:None, line_segment_length_km:7, line_segment_length_mi:7, line_length_km:7, line_length_mi:7, voltage:7, reactance:24, smax:25, sum_ampacity:None, win_ampacity:None, sum_rating:None, win_rating:None, power_factor:None, win_capacity:23, starting_node_code:None, ending_node_name:281, ending_node_code:None, other_references:None, notes:None
1029 | 11705 | K25BUS | ON | Ontario | HONI | 1 | ac | 0.1 | 0.062 | 0.1 | 0.062 | 115 | [6 empty] | 3 | 98 | 108 |  | ON_SND_SWS |  | ON_SND_GSS |  | circuit_id:281, owner:281, planning_rgn:None, num_of_circuits:None, current:None, line_segment_length_km:6, line_segment_length_mi:6, line_length_km:6, line_length_mi:6, voltage:6, reactance:24, smax:25, sum_ampacity:None, win_ampacity:None, sum_rating:None, win_rating:None, power_factor:None, win_capacity:23, starting_node_code:None, ending_node_name:281, ending_node_code:None, other_references:None, notes:None
1030 | 11706 | K2G | ON | Ontario | HONI | 1 | ac | 1.7 | 1.049 | 1.7 | 1.049 | 115 | [6 empty] | 3 | 98 | 108 |  | ON_KNL_DSS |  | ON_GAG_DSS |  | circuit_id:281, owner:281, planning_rgn:None, num_of_circuits:None, current:None, line_segment_length_km:7, line_segment_length_mi:7, line_length_km:7, line_length_mi:7, voltage:7, reactance:24, smax:25, sum_ampacity:None, win_ampacity:None, sum_rating:None, win_rating:None, power_factor:None, win_capacity:23, starting_node_code:None, ending_node_name:281, ending_node_code:None, other_references:None, notes:None
1031 | 11707 | K2M | ON | Ontario | HONI | 1 | ac | 8 | 4.938 | 8 | 4.938 | 115 | [6 empty] | 3 | 98 | 108 |  | ON_RBL_SWS |  | ON_NOM_JCT |  | circuit_id:281, owner:281, planning_rgn:None, num_of_circuits:None, current:None, line_segment_length_km:6, line_segment_length_mi:6, line_length_km:6, line_length_mi:6, voltage:6, reactance:24, smax:25, sum_ampacity:None, win_ampacity:None, sum_rating:None, win_rating:None, power_factor:None, win_capacity:23, starting_node_code:None, ending_node_name:281, ending_node_code:None, other_references:None, notes:None
1032 | 11708 | K2Z | ON | Ontario | HONI | 1 | ac | 0.1 | 0.062 | 140.8 | 86.914 | 115 | [6 empty] | 2.23 | 73 | 81 |  | ON_LAU_JCT |  | ON_LAU_DSS |  | circuit_id:281, owner:281, planning_rgn:None, num_of_circuits:None, current:None, line_segment_length_km:7, line_segment_length_mi:7, line_length_km:7, line_length_mi:7, voltage:7, reactance:24, smax:25, sum_ampacity:None, win_ampacity:None, sum_rating:None, win_rating:None, power_factor:None, win_capacity:23, starting_node_code:None, ending_node_name:281, ending_node_code:None, other_references:None, notes:None
1033 | 11709 | K2Z | ON | Ontario | HONI | 1 | ac | 18.5 | 11.42 | 140.8 | 86.914 | 115 | [6 empty] | 2.23 | 73 | 81 |  | ON_LAU_JCT |  | ON_WDS_JCT |  | circuit_id:281, owner:281, planning_rgn:None, num_of_circuits:None, current:None, line_segment_length_km:7, line_segment_length_mi:7, line_length_km:7, line_length_mi:7, voltage:7, reactance:24, smax:25, sum_ampacity:None, win_ampacity:None, sum_rating:None, win_rating:None, power_factor:None, win_capacity:23, starting_node_code:None, ending_node_name:281, ending_node_code:None, other_references:None, notes:None
1034 | 11710 | K2Z | ON | Ontario | HONI | 1 | ac | 13.9 | 8.58 | 140.8 | 86.914 | 115 | [6 empty] | 2.23 | 73 | 81 |  | ON_WDS_JCT |  | ON_GOS_JCT |  | circuit_id:281, owner:281, planning_rgn:None, num_of_circuits:None, current:None, line_segment_length_km:7, line_segment_length_mi:7, line_length_km:7, line_length_mi:7, voltage:7, reactance:24, smax:25, sum_ampacity:None, win_ampacity:None, sum_rating:None, win_rating:None, power_factor:None, win_capacity:23, starting_node_code:None, ending_node_name:281, ending_node_code:None, other_references:None, notes:None
1035 | 11711 | K2Z | ON | Ontario | HONI | 1 | ac | 1 | 0.617 | 140.8 | 86.914 | 115 | [6 empty] | 2.23 | 73 | 81 |  | ON_GOS_JCT |  | ON_GOS_GSS |  | circuit_id:281, owner:281, planning_rgn:None, num_of_circuits:None, current:None, line_segment_length_km:7, line_segment_length_mi:7, line_length_km:7, line_length_mi:7, voltage:7, reactance:24, smax:25, sum_ampacity:None, win_ampacity:None, sum_rating:None, win_rating:None, power_factor:None, win_capacity:23, starting_node_code:None, ending_node_name:281, ending_node_code:None, other_references:None, notes:None
1036 | 11712 | K2Z | ON | Ontario | HONI | 1 | ac | 10 | 6.173 | 140.8 | 86.914 | 115 | [6 empty] | 2.23 | 73 | 81 |  | ON_GOS_JCT |  | ON_KSV_DSS |  | circuit_id:281, owner:281, planning_rgn:None, num_of_circuits:None, current:None, line_segment_length_km:7, line_segment_length_mi:7, line_length_km:7, line_length_mi:7, voltage:7, reactance:24, smax:25, sum_ampacity:None, win_ampacity:None, sum_rating:None, win_rating:None, power_factor:None, win_capacity:23, starting_node_code:None, ending_node_name:281, ending_node_code:None, other_references:None, notes:None
1037 | 11713 | K2Z | ON | Ontario | HONI | 1 | ac | 15.8 | 9.753 | 140.8 | 86.914 | 115 | [6 empty] | 2.23 | 73 | 81 |  | ON_LAU_JCT |  | ON_RLN_JCT |  | circuit_id:281, owner:281, planning_rgn:None, num_of_circuits:None, current:None, line_segment_length_km:7, line_segment_length_mi:7, line_length_km:7, line_length_mi:7, voltage:7, reactance:24, smax:25, sum_ampacity:None, win_ampacity:None, sum_rating:None, win_rating:None, power_factor:None, win_capacity:23, starting_node_code:None, ending_node_name:281, ending_node_code:None, other_references:None, notes:None
1038 | 11714 | K2Z | ON | Ontario | HONI | 1 | ac | 2 | 1.235 | 140.8 | 86.914 | 115 | [6 empty] | 2.23 | 73 | 81 |  | ON_RLN_JCT |  | ON_BLR_JCT |  | circuit_id:281, owner:281, planning_rgn:None, num_of_circuits:None, current:None, line_segment_length_km:7, line_segment_length_mi:7, line_length_km:7, line_length_mi:7, voltage:7, reactance:24, smax:25, sum_ampacity:None, win_ampacity:None, sum_rating:None, win_rating:None, power_factor:None, win_capacity:23, starting_node_code:None, ending_node_name:281, ending_node_code:None, other_references:None, notes:None
1039 | 11715 | K2Z | ON | Ontario | HONI | 1 | ac | 2.2 | 1.358 | 140.8 | 86.914 | 115 | [6 empty] | 2.23 | 73 | 81 |  | ON_RLN_JCT |  | ON_BLR_DSS |  | circuit_id:281, owner:281, planning_rgn:None, num_of_circuits:None, current:None, line_segment_length_km:7, line_segment_length_mi:7, line_length_km:7, line_length_mi:7, voltage:7, reactance:24, smax:25, sum_ampacity:None, win_ampacity:None, sum_rating:None, win_rating:None, power_factor:None, win_capacity:23, starting_node_code:None, ending_node_name:281, ending_node_code:None, other_references:None, notes:None
1040 | 11716 | K2Z | ON | Ontario | HONI | 1 | ac | 21.9 | 13.519 | 140.8 | 86.914 | 115 | [6 empty] | 2.23 | 73 | 81 |  | ON_BLR_JCT |  | ON_TLB_JCT |  | circuit_id:281, owner:281, planning_rgn:None, num_of_circuits:None, current:None, line_segment_length_km:7, line_segment_length_mi:7, line_length_km:7, line_length_mi:7, voltage:7, reactance:24, smax:25, sum_ampacity:None, win_ampacity:None, sum_rating:None, win_rating:None, power_factor:None, win_capacity:23, starting_node_code:None, ending_node_name:281, ending_node_code:None, other_references:None, notes:None
1041 | 11717 | K2Z | ON | Ontario | HONI | 1 | ac | 21.9 | 13.519 | 140.8 | 86.914 | 115 | [6 empty] | 2.23 | 73 | 81 |  | ON_WDS_JCT |  | ON_TLB_JCT |  | circuit_id:281, owner:281, planning_rgn:None, num_of_circuits:None, current:None, line_segment_length_km:7, line_segment_length_mi:7, line_length_km:7, line_length_mi:7, voltage:7, reactance:24, smax:25, sum_ampacity:None, win_ampacity:None, sum_rating:None, win_rating:None, power_factor:None, win_capacity:23, starting_node_code:None, ending_node_name:281, ending_node_code:None, other_references:None, notes:None
1042 | 11718 | K2Z | ON | Ontario | HONI | 1 | ac | 0.4 | 0.247 | 140.8 | 86.914 | 115 | [6 empty] | 2.23 | 73 | 81 |  | ON_TLB_JCT |  | ON_TLW_JCT |  | circuit_id:281, owner:281, planning_rgn:None, num_of_circuits:None, current:None, line_segment_length_km:7, line_segment_length_mi:7, line_length_km:7, line_length_mi:7, voltage:7, reactance:24, smax:25, sum_ampacity:None, win_ampacity:None, sum_rating:None, win_rating:None, power_factor:None, win_capacity:23, starting_node_code:None, ending_node_name:281, ending_node_code:None, other_references:None, notes:None
1043 | 11719 | K2Z | ON | Ontario | HONI | 1 | ac | 0.1 | 0.062 | 140.8 | 86.914 | 115 | [6 empty] | 2.23 | 73 | 81 |  | ON_TLW_JCT |  | ON_TLB_DSS |  | circuit_id:281, owner:281, planning_rgn:None, num_of_circuits:None, current:None, line_segment_length_km:7, line_segment_length_mi:7, line_length_km:7, line_length_mi:7, voltage:7, reactance:24, smax:25, sum_ampacity:None, win_ampacity:None, sum_rating:None, win_rating:None, power_factor:None, win_capacity:23, starting_node_code:None, ending_node_name:281, ending_node_code:None, other_references:None, notes:None
1044 | 11720 | K2Z | ON | Ontario | HONI | 1 | ac | 0.1 | 0.062 | 140.8 | 86.914 | 115 | [6 empty] | 2.23 | 73 | 81 |  | ON_TLW_JCT |  | ON_TLW_DSS |  | circuit_id:281, owner:281, planning_rgn:None, num_of_circuits:None, current:None, line_segment_length_km:7, line_segment_length_mi:7, line_length_km:7, line_length_mi:7, voltage:7, reactance:24, smax:25, sum_ampacity:None, win_ampacity:None, sum_rating:None, win_rating:None, power_factor:None, win_capacity:23, starting_node_code:None, ending_node_name:281, ending_node_code:None, other_references:None, notes:None
1045 | 11721 | K2Z | ON | Ontario | HONI | 1 | ac | 27.7 | 17.099 | 140.8 | 86.914 | 115 | [6 empty] | 2.23 | 73 | 81 |  | ON_TLB_JCT |  | ON_KNT_JCT |  | circuit_id:281, owner:281, planning_rgn:None, num_of_circuits:None, current:None, line_segment_length_km:7, line_segment_length_mi:7, line_length_km:7, line_length_mi:7, voltage:7, reactance:24, smax:25, sum_ampacity:None, win_ampacity:None, sum_rating:None, win_rating:None, power_factor:None, win_capacity:23, starting_node_code:None, ending_node_name:281, ending_node_code:None, other_references:None, notes:None
1046 | 11722 | K2Z | ON | Ontario | HONI | 1 | ac | 5.2 | 3.21 | 140.8 | 86.914 | 115 | [6 empty] | 2.23 | 73 | 81 |  | ON_KNT_JCT |  | ON_KNT_DSS |  | circuit_id:281, owner:281, planning_rgn:None, num_of_circuits:None, current:None, line_segment_length_km:7, line_segment_length_mi:7, line_length_km:7, line_length_mi:7, voltage:7, reactance:24, smax:25, sum_ampacity:None, win_ampacity:None, sum_rating:None, win_rating:None, power_factor:None, win_capacity:23, starting_node_code:None, ending_node_name:281, ending_node_code:None, other_references:None, notes:None
1047 | 11723 | K3 | ON | Ontario | HONI | 1 | ac | 1 | 0.617 | 1 | 0.617 | 115 | [6 empty] | 3 | 98 | 108 |  | ON_KAP_DSS |  | ON_KAP_JCT |  | circuit_id:281, owner:281, planning_rgn:None, num_of_circuits:None, current:None, line_segment_length_km:6, line_segment_length_mi:6, line_length_km:6, line_length_mi:6, voltage:6, reactance:24, smax:25, sum_ampacity:None, win_ampacity:None, sum_rating:None, win_rating:None, power_factor:None, win_capacity:23, starting_node_code:None, ending_node_name:281, ending_node_code:None, other_references:None, notes:None
1048 | 11724 | K38S | ON | Ontario | HONI | 1 | ac | 2 | 1.235 | 6 | 3.704 | 230 | [6 empty] | 3 | 402 | 435 |  | ON_KAP_DSS |  | ON_SPF_JCT |  | circuit_id:281, owner:281, planning_rgn:None, num_of_circuits:None, current:None, line_segment_length_km:6, line_segment_length_mi:6, line_length_km:6, line_length_mi:6, voltage:6, reactance:24, smax:25, sum_ampacity:None, win_ampacity:None, sum_rating:None, win_rating:None, power_factor:None, win_capacity:23, starting_node_code:None, ending_node_name:281, ending_node_code:None, other_references:None, notes:None
1049 | 11725 | K38S | ON | Ontario | HONI | 1 | ac | 2 | 1.235 | 6 | 3.704 | 230 | [6 empty] | 3 | 402 | 435 |  | ON_OBR_JCT |  | ON_TMB_GSS |  | circuit_id:281, owner:281, planning_rgn:None, num_of_circuits:None, current:None, line_segment_length_km:6, line_segment_length_mi:6, line_length_km:6, line_length_mi:6, voltage:6, reactance:24, smax:25, sum_ampacity:None, win_ampacity:None, sum_rating:None, win_rating:None, power_factor:None, win_capacity:23, starting_node_code:None, ending_node_name:281, ending_node_code:None, other_references:None, notes:None
1050 | 11726 | K38S | ON | Ontario | HONI | 1 | ac | 2 | 1.235 | 6 | 3.704 | 230 | [6 empty] | 3 | 402 | 435 |  | ON_SPF_JCT |  | ON_OBR_JCT |  | circuit_id:281, owner:281, planning_rgn:None, num_of_circuits:None, current:None, line_segment_length_km:6, line_segment_length_mi:6, line_length_km:6, line_length_mi:6, voltage:6, reactance:24, smax:25, sum_ampacity:None, win_ampacity:None, sum_rating:None, win_rating:None, power_factor:None, win_capacity:23, starting_node_code:None, ending_node_name:281, ending_node_code:None, other_references:None, notes:None
1051 | 11727 | K3D | ON | Ontario | HONI | 1 | ac | 75 | 46.296 | 205.2 | 126.667 | 115 | [6 empty] | 1.74 | 57 | 63 |  | ON_DRY_TSS |  | ON_SML_DSS |  | circuit_id:281, owner:281, planning_rgn:None, num_of_circuits:None, current:None, line_segment_length_km:6, line_segment_length_mi:6, line_length_km:6, line_length_mi:6, voltage:6, reactance:24, smax:25, sum_ampacity:None, win_ampacity:None, sum_rating:None, win_rating:None, power_factor:None, win_capacity:23, starting_node_code:None, ending_node_name:281, ending_node_code:None, other_references:None, notes:None
1052 | 11728 | K3D | ON | Ontario | HONI | 1 | ac | 15 | 9.259 | 205.2 | 126.667 | 115 | [6 empty] | 1.74 | 57 | 63 |  | ON_ETO_JCT |  | ON_DRY_TSS |  | circuit_id:281, owner:281, planning_rgn:None, num_of_circuits:None, current:None, line_segment_length_km:6, line_segment_length_mi:6, line_length_km:6, line_length_mi:6, voltage:6, reactance:24, smax:25, sum_ampacity:None, win_ampacity:None, sum_rating:None, win_rating:None, power_factor:None, win_capacity:23, starting_node_code:None, ending_node_name:281, ending_node_code:None, other_references:None, notes:None
1053 | 11729 | K3D | ON | Ontario | HONI | 1 | ac | 0.1 | 0.062 | 205.2 | 126.667 | 115 | [6 empty] | 1.74 | 57 | 63 |  | ON_ETO_JCT |  | ON_ETO_DSS |  | circuit_id:281, owner:281, planning_rgn:None, num_of_circuits:None, current:None, line_segment_length_km:6, line_segment_length_mi:6, line_length_km:6, line_length_mi:6, voltage:6, reactance:24, smax:25, sum_ampacity:None, win_ampacity:None, sum_rating:None, win_rating:None, power_factor:None, win_capacity:23, starting_node_code:None, ending_node_name:281, ending_node_code:None, other_references:None, notes:None
1054 | 11730 | K3D | ON | Ontario | HONI | 1 | ac | 35 | 21.605 | 205.2 | 126.667 | 115 | [6 empty] | 1.74 | 57 | 63 |  | ON_K3D_JCT |  | ON_VEB_JCT |  | circuit_id:281, owner:281, planning_rgn:None, num_of_circuits:None, current:None, line_segment_length_km:6, line_segment_length_mi:6, line_length_km:6, line_length_mi:6, voltage:6, reactance:24, smax:25, sum_ampacity:None, win_ampacity:None, sum_rating:None, win_rating:None, power_factor:None, win_capacity:23, starting_node_code:None, ending_node_name:281, ending_node_code:None, other_references:None, notes:None
1055 | 11731 | K3D | ON | Ontario | HONI | 1 | ac | 40 | 24.691 | 205.2 | 126.667 | 115 | [6 empty] | 1.74 | 57 | 63 |  | ON_RBL_SWS |  | ON_K3D_JCT |  | circuit_id:281, owner:281, planning_rgn:None, num_of_circuits:None, current:None, line_segment_length_km:6, line_segment_length_mi:6, line_length_km:6, line_length_mi:6, voltage:6, reactance:24, smax:25, sum_ampacity:None, win_ampacity:None, sum_rating:None, win_rating:None, power_factor:None, win_capacity:23, starting_node_code:None, ending_node_name:281, ending_node_code:None, other_references:None, notes:None
1056 | 11732 | K3D | ON | Ontario | HONI | 1 | ac | 40 | 24.691 | 205.2 | 126.667 | 115 | [6 empty] | 1.74 | 57 | 63 |  | ON_VEB_JCT |  | ON_ETO_JCT |  | circuit_id:281, owner:281, planning_rgn:None, num_of_circuits:None, current:None, line_segment_length_km:6, line_segment_length_mi:6, line_length_km:6, line_length_mi:6, voltage:6, reactance:24, smax:25, sum_ampacity:None, win_ampacity:None, sum_rating:None, win_rating:None, power_factor:None, win_capacity:23, starting_node_code:None, ending_node_name:281, ending_node_code:None, other_references:None, notes:None
1057 | 11733 | K3D | ON | Ontario | HONI | 1 | ac | 0.1 | 0.062 | 205.2 | 126.667 | 115 | [6 empty] | 1.74 | 57 | 63 |  | ON_VEB_JCT |  | ON_VEB_DSS |  | circuit_id:281, owner:281, planning_rgn:None, num_of_circuits:None, current:None, line_segment_length_km:6, line_segment_length_mi:6, line_length_km:6, line_length_mi:6, voltage:6, reactance:24, smax:25, sum_ampacity:None, win_ampacity:None, sum_rating:None, win_rating:None, power_factor:None, win_capacity:23, starting_node_code:None, ending_node_name:281, ending_node_code:None, other_references:None, notes:None
1058 | 11734 | K3W | ON | Ontario | HONI | 1 | ac | 8.7 | 5.37 | 14.2 | 8.765 | 115 | [6 empty] | 3 | 98 | 108 |  | ON_MBY_DSS |  | ON_STC_JCT |  | circuit_id:281, owner:281, planning_rgn:None, num_of_circuits:None, current:None, line_segment_length_km:7, line_segment_length_mi:7, line_length_km:7, line_length_mi:7, voltage:7, reactance:24, smax:25, sum_ampacity:None, win_ampacity:None, sum_rating:None, win_rating:None, power_factor:None, win_capacity:23, starting_node_code:None, ending_node_name:281, ending_node_code:None, other_references:None, notes:None
1059 | 11735 | K3W | ON | Ontario | HONI | 1 | ac | 4.6 | 2.84 | 14.2 | 8.765 | 115 | [6 empty] | 3 | 98 | 108 |  | ON_STC_JCT |  | ON_FBK_DSS |  | circuit_id:281, owner:281, planning_rgn:None, num_of_circuits:None, current:None, line_segment_length_km:7, line_segment_length_mi:7, line_length_km:7, line_length_mi:7, voltage:7, reactance:24, smax:25, sum_ampacity:None, win_ampacity:None, sum_rating:None, win_rating:None, power_factor:None, win_capacity:23, starting_node_code:None, ending_node_name:281, ending_node_code:None, other_references:None, notes:None
1060 | 11736 | K3W | ON | Ontario | HONI | 1 | ac | 0.9 | 0.556 | 14.2 | 8.765 | 115 | [6 empty] | 3 | 98 | 108 |  | ON_STC_JCT |  | ON_WLT_DSS |  | circuit_id:281, owner:281, planning_rgn:None, num_of_circuits:None, current:None, line_segment_length_km:7, line_segment_length_mi:7, line_length_km:7, line_length_mi:7, voltage:7, reactance:24, smax:25, sum_ampacity:None, win_ampacity:None, sum_rating:None, win_rating:None, power_factor:None, win_capacity:23, starting_node_code:None, ending_node_name:281, ending_node_code:None, other_references:None, notes:None
1061 | 11737 | K4 | ON | Ontario | HONI | 1 | ac | 25 | 15.432 | 129.1 | 79.691 | 115 | [6 empty] | 2.36 | 78 | 85 |  | ON_93K_JCT |  | ON_MWN_JCT |  | circuit_id:281, owner:281, planning_rgn:None, num_of_circuits:None, current:None, line_segment_length_km:6, line_segment_length_mi:6, line_length_km:6, line_length_mi:6, voltage:6, reactance:24, smax:25, sum_ampacity:None, win_ampacity:None, sum_rating:None, win_rating:None, power_factor:None, win_capacity:23, starting_node_code:None, ending_node_name:281, ending_node_code:None, other_references:None, notes:None
1062 | 11738 | K4 | ON | Ontario | HONI | 1 | ac | 40 | 24.691 | 129.1 | 79.691 | 115 | [6 empty] | 2.36 | 78 | 85 |  | ON_EXT_JCT |  | ON_ELK_JCT |  | circuit_id:281, owner:281, planning_rgn:None, num_of_circuits:None, current:None, line_segment_length_km:6, line_segment_length_mi:6, line_length_km:6, line_length_mi:6, voltage:6, reactance:24, smax:25, sum_ampacity:None, win_ampacity:None, sum_rating:None, win_rating:None, power_factor:None, win_capacity:23, starting_node_code:None, ending_node_name:281, ending_node_code:None, other_references:None, notes:None
1063 | 11739 | K4 | ON | Ontario | HONI | 1 | ac | 5 | 3.086 | 129.1 | 79.691 | 115 | [6 empty] | 2.36 | 78 | 85 |  | ON_KLL_DSS |  | ON_MAM_JCT |  | circuit_id:281, owner:281, planning_rgn:None, num_of_circuits:None, current:None, line_segment_length_km:6, line_segment_length_mi:6, line_length_km:6, line_length_mi:6, voltage:6, reactance:24, smax:25, sum_ampacity:None, win_ampacity:None, sum_rating:None, win_rating:None, power_factor:None, win_capacity:23, starting_node_code:None, ending_node_name:281, ending_node_code:None, other_references:None, notes:None
1064 | 11740 | K4 | ON | Ontario | HONI | 1 | ac | 25 | 15.432 | 129.1 | 79.691 | 115 | [6 empty] | 2.36 | 78 | 85 |  | ON_MAC_JCT |  | ON_93K_JCT |  | circuit_id:281, owner:281, planning_rgn:None, num_of_circuits:None, current:None, line_segment_length_km:6, line_segment_length_mi:6, line_length_km:6, line_length_mi:6, voltage:6, reactance:24, smax:25, sum_ampacity:None, win_ampacity:None, sum_rating:None, win_rating:None, power_factor:None, win_capacity:23, starting_node_code:None, ending_node_name:281, ending_node_code:None, other_references:None, notes:None
1065 | 11741 | K4 | ON | Ontario | HONI | 1 | ac | 0.1 | 0.062 | 129.1 | 79.691 | 115 | [6 empty] | 2.36 | 78 | 85 |  | ON_MAM_JCT |  | ON_MAC_JCT |  | circuit_id:281, owner:281, planning_rgn:None, num_of_circuits:None, current:None, line_segment_length_km:6, line_segment_length_mi:6, line_length_km:6, line_length_mi:6, voltage:6, reactance:24, smax:25, sum_ampacity:None, win_ampacity:None, sum_rating:None, win_rating:None, power_factor:None, win_capacity:23, starting_node_code:None, ending_node_name:281, ending_node_code:None, other_references:None, notes:None
1066 | 11742 | K4 | ON | Ontario | HONI | 1 | ac | 30 | 18.519 | 129.1 | 79.691 | 115 | [6 empty] | 2.36 | 78 | 85 |  | ON_MWN_JCT |  | ON_EXT_JCT |  | circuit_id:281, owner:281, planning_rgn:None, num_of_circuits:None, current:None, line_segment_length_km:6, line_segment_length_mi:6, line_length_km:6, line_length_mi:6, voltage:6, reactance:24, smax:25, sum_ampacity:None, win_ampacity:None, sum_rating:None, win_rating:None, power_factor:None, win_capacity:23, starting_node_code:None, ending_node_name:281, ending_node_code:None, other_references:None, notes:None
1067 | 11743 | K4 | ON | Ontario | HONI | 1 | ac | 4 | 2.469 | 129.1 | 79.691 | 115 | [6 empty] | 2.36 | 78 | 85 |  | ON_MWN_JCT |  | ON_YOD_ISS |  | circuit_id:281, owner:281, planning_rgn:None, num_of_circuits:None, current:None, line_segment_length_km:6, line_segment_length_mi:6, line_length_km:6, line_length_mi:6, voltage:6, reactance:24, smax:25, sum_ampacity:None, win_ampacity:None, sum_rating:None, win_rating:None, power_factor:None, win_capacity:23, starting_node_code:None, ending_node_name:281, ending_node_code:None, other_references:None, notes:None
1068 | 11744 | K40M | ON | Ontario | HONI | 1 | ac | 12.2 | 7.531 | 38.4 | 23.704 | 230 | [6 empty] | 3 | 402 | 435 |  | ON_MPT_TSS |  | ON_CAL_JCT |  | circuit_id:281, owner:281, planning_rgn:None, num_of_circuits:None, current:None, line_segment_length_km:6, line_segment_length_mi:6, line_length_km:6, line_length_mi:6, voltage:6, reactance:24, smax:25, sum_ampacity:None, win_ampacity:None, sum_rating:None, win_rating:None, power_factor:None, win_capacity:23, starting_node_code:None, ending_node_name:281, ending_node_code:None, other_references:None, notes:None
1069 | 11745 | K40M | ON | Ontario | HONI | 1 | ac | 0.1 | 0.062 | 38.4 | 23.704 | 230 | [6 empty] | 3 | 402 | 435 |  | ON_CAL_JCT |  | ON_CAL_DSS |  | circuit_id:281, owner:281, planning_rgn:None, num_of_circuits:None, current:None, line_segment_length_km:6, line_segment_length_mi:6, line_length_km:6, line_length_mi:6, voltage:6, reactance:24, smax:25, sum_ampacity:None, win_ampacity:None, sum_rating:None, win_rating:None, power_factor:None, win_capacity:23, starting_node_code:None, ending_node_name:281, ending_node_code:None, other_references:None, notes:None
1070 | 11746 | K40M | ON | Ontario | HONI | 1 | ac | 26 | 16.049 | 38.4 | 23.704 | 230 | [6 empty] | 3 | 402 | 435 |  | ON_CAL_JCT |  | ON_SND_JCT |  | circuit_id:281, owner:281, planning_rgn:None, num_of_circuits:None, current:None, line_segment_length_km:6, line_segment_length_mi:6, line_length_km:6, line_length_mi:6, voltage:6, reactance:24, smax:25, sum_ampacity:None, win_ampacity:None, sum_rating:None, win_rating:None, power_factor:None, win_capacity:23, starting_node_code:None, ending_node_name:281, ending_node_code:None, other_references:None, notes:None
1071 | 11747 | K40M | ON | Ontario | HONI | 1 | ac | 0.1 | 0.062 | 38.4 | 23.704 | 230 | [6 empty] | 3 | 402 | 435 |  | ON_SND_JCT |  | ON_SND_SWS |  | circuit_id:281, owner:281, planning_rgn:None, num_of_circuits:None, current:None, line_segment_length_km:6, line_segment_length_mi:6, line_length_km:6, line_length_mi:6, voltage:6, reactance:24, smax:25, sum_ampacity:None, win_ampacity:None, sum_rating:None, win_rating:None, power_factor:None, win_capacity:23, starting_node_code:None, ending_node_name:281, ending_node_code:None, other_references:None, notes:None
1072 | 11748 | K4W | ON | Ontario | HONI | 1 | ac | 0.1 | 0.062 | 50.1 | 30.926 | 115 | [6 empty] | 3 | 98 | 108 |  | ON_MIN_JCT |  | ON_MIN_DSS |  | circuit_id:281, owner:281, planning_rgn:None, num_of_circuits:None, current:None, line_segment_length_km:6, line_segment_length_mi:6, line_length_km:6, line_length_mi:6, voltage:6, reactance:24, smax:25, sum_ampacity:None, win_ampacity:None, sum_rating:None, win_rating:None, power_factor:None, win_capacity:23, starting_node_code:None, ending_node_name:281, ending_node_code:None, other_references:None, notes:None
1073 | 11749 | K4W | ON | Ontario | HONI | 1 | ac | 20 | 12.346 | 50.1 | 30.926 | 115 | [6 empty] | 3 | 98 | 108 |  | ON_MIN_JCT |  | ON_WDF_SWS |  | circuit_id:281, owner:281, planning_rgn:None, num_of_circuits:None, current:None, line_segment_length_km:6, line_segment_length_mi:6, line_length_km:6, line_length_mi:6, voltage:6, reactance:24, smax:25, sum_ampacity:None, win_ampacity:None, sum_rating:None, win_rating:None, power_factor:None, win_capacity:23, starting_node_code:None, ending_node_name:281, ending_node_code:None, other_references:None, notes:None
1074 | 11750 | K4W | ON | Ontario | HONI | 1 | ac | 30 | 18.519 | 50.1 | 30.926 | 115 | [6 empty] | 3 | 98 | 108 |  | ON_RBL_SWS |  | ON_MIN_JCT |  | circuit_id:281, owner:281, planning_rgn:None, num_of_circuits:None, current:None, line_segment_length_km:6, line_segment_length_mi:6, line_length_km:6, line_length_mi:6, voltage:6, reactance:24, smax:25, sum_ampacity:None, win_ampacity:None, sum_rating:None, win_rating:None, power_factor:None, win_capacity:23, starting_node_code:None, ending_node_name:281, ending_node_code:None, other_references:None, notes:None
1075 | 11751 | K5W | ON | Ontario | HONI | 1 | ac | 20 | 12.346 | 50 | 30.864 | 115 | [6 empty] | 3 | 98 | 108 |  | ON_MIN_JCT |  | ON_WDF_SWS |  | circuit_id:281, owner:281, planning_rgn:None, num_of_circuits:None, current:None, line_segment_length_km:6, line_segment_length_mi:6, line_length_km:6, line_length_mi:6, voltage:6, reactance:24, smax:25, sum_ampacity:None, win_ampacity:None, sum_rating:None, win_rating:None, power_factor:None, win_capacity:23, starting_node_code:None, ending_node_name:281, ending_node_code:None, other_references:None, notes:None
1076 | 11752 | K5W | ON | Ontario | HONI | 1 | ac | 30 | 18.519 | 50 | 30.864 | 115 | [6 empty] | 3 | 98 | 108 |  | ON_RBL_SWS |  | ON_MIN_JCT |  | circuit_id:281, owner:281, planning_rgn:None, num_of_circuits:None, current:None, line_segment_length_km:6, line_segment_length_mi:6, line_length_km:6, line_length_mi:6, voltage:6, reactance:24, smax:25, sum_ampacity:None, win_ampacity:None, sum_rating:None, win_rating:None, power_factor:None, win_capacity:23, starting_node_code:None, ending_node_name:281, ending_node_code:None, other_references:None, notes:None
1077 | 11753 | K6F | ON | Ontario | HONI | 1 | ac | 0.1 | 0.062 | 164.5 | 101.543 | 115 | [6 empty] | 2.01 | 66 | 73 |  | ON_AIN_JCT |  | ON_BWK_JCT |  | circuit_id:281, owner:281, planning_rgn:None, num_of_circuits:None, current:None, line_segment_length_km:7, line_segment_length_mi:7, line_length_km:7, line_length_mi:7, voltage:7, reactance:24, smax:25, sum_ampacity:None, win_ampacity:None, sum_rating:None, win_rating:None, power_factor:None, win_capacity:23, starting_node_code:None, ending_node_name:281, ending_node_code:None, other_references:None, notes:None
1078 | 11754 | K6F | ON | Ontario | HONI | 1 | ac | 33.4 | 20.617 | 164.5 | 101.543 | 115 | [6 empty] | 2.01 | 66 | 73 |  | ON_AIN_JCT |  | ON_NES_JCT |  | circuit_id:281, owner:281, planning_rgn:None, num_of_circuits:None, current:None, line_segment_length_km:7, line_segment_length_mi:7, line_length_km:7, line_length_mi:7, voltage:7, reactance:24, smax:25, sum_ampacity:None, win_ampacity:None, sum_rating:None, win_rating:None, power_factor:None, win_capacity:23, starting_node_code:None, ending_node_name:281, ending_node_code:None, other_references:None, notes:None
1079 | 11755 | K6F | ON | Ontario | HONI | 1 | ac | 0.1 | 0.062 | 164.5 | 101.543 | 115 | [6 empty] | 2.01 | 66 | 73 |  | ON_BWK_JCT |  | ON_BWK_DSS |  | circuit_id:281, owner:281, planning_rgn:None, num_of_circuits:None, current:None, line_segment_length_km:7, line_segment_length_mi:7, line_length_km:7, line_length_mi:7, voltage:7, reactance:24, smax:25, sum_ampacity:None, win_ampacity:None, sum_rating:None, win_rating:None, power_factor:None, win_capacity:23, starting_node_code:None, ending_node_name:281, ending_node_code:None, other_references:None, notes:None
1080 | 11756 | K6F | ON | Ontario | HONI | 1 | ac | 30 | 18.519 | 164.5 | 101.543 | 115 | [6 empty] | 2.01 | 66 | 73 |  | ON_FRF_JCT |  | ON_AIN_JCT |  | circuit_id:281, owner:281, planning_rgn:None, num_of_circuits:None, current:None, line_segment_length_km:7, line_segment_length_mi:7, line_length_km:7, line_length_mi:7, voltage:7, reactance:24, smax:25, sum_ampacity:None, win_ampacity:None, sum_rating:None, win_rating:None, power_factor:None, win_capacity:23, starting_node_code:None, ending_node_name:281, ending_node_code:None, other_references:None, notes:None
1081 | 11757 | K6F | ON | Ontario | HONI | 1 | ac | 0.1 | 0.062 | 164.5 | 101.543 | 115 | [6 empty] | 2.01 | 66 | 73 |  | ON_FRF_TSS |  | ON_FRF_JCT |  | circuit_id:281, owner:281, planning_rgn:None, num_of_circuits:None, current:None, line_segment_length_km:7, line_segment_length_mi:7, line_length_km:7, line_length_mi:7, voltage:7, reactance:24, smax:25, sum_ampacity:None, win_ampacity:None, sum_rating:None, win_rating:None, power_factor:None, win_capacity:23, starting_node_code:None, ending_node_name:281, ending_node_code:None, other_references:None, notes:None
1082 | 11758 | K6F | ON | Ontario | HONI | 1 | ac | 40 | 24.691 | 164.5 | 101.543 | 115 | [6 empty] | 2.01 | 66 | 73 |  | ON_K6F_JCT |  | ON_SXN_JCT |  | circuit_id:281, owner:281, planning_rgn:None, num_of_circuits:None, current:None, line_segment_length_km:7, line_segment_length_mi:7, line_length_km:7, line_length_mi:7, voltage:7, reactance:24, smax:25, sum_ampacity:None, win_ampacity:None, sum_rating:None, win_rating:None, power_factor:None, win_capacity:23, starting_node_code:None, ending_node_name:281, ending_node_code:None, other_references:None, notes:None
1083 | 11759 | K6F | ON | Ontario | HONI | 1 | ac | 0.1 | 0.062 | 164.5 | 101.543 | 115 | [6 empty] | 2.01 | 66 | 73 |  | ON_MGH_JCT |  | ON_MGH_DSS |  | circuit_id:281, owner:281, planning_rgn:None, num_of_circuits:None, current:None, line_segment_length_km:7, line_segment_length_mi:7, line_length_km:7, line_length_mi:7, voltage:7, reactance:24, smax:25, sum_ampacity:None, win_ampacity:None, sum_rating:None, win_rating:None, power_factor:None, win_capacity:23, starting_node_code:None, ending_node_name:281, ending_node_code:None, other_references:None, notes:None
1084 | 11760 | K6F | ON | Ontario | HONI | 1 | ac | 8.6 | 5.309 | 164.5 | 101.543 | 115 | [6 empty] | 2.01 | 66 | 73 |  | ON_MGH_JCT |  | ON_RBL_SWS |  | circuit_id:281, owner:281, planning_rgn:None, num_of_circuits:None, current:None, line_segment_length_km:7, line_segment_length_mi:7, line_length_km:7, line_length_mi:7, voltage:7, reactance:24, smax:25, sum_ampacity:None, win_ampacity:None, sum_rating:None, win_rating:None, power_factor:None, win_capacity:23, starting_node_code:None, ending_node_name:281, ending_node_code:None, other_references:None, notes:None
1085 | 11761 | K6F | ON | Ontario | HONI | 1 | ac | 0.1 | 0.062 | 164.5 | 101.543 | 115 | [6 empty] | 2.01 | 66 | 73 |  | ON_NES_JCT |  | ON_NES_DSS |  | circuit_id:281, owner:281, planning_rgn:None, num_of_circuits:None, current:None, line_segment_length_km:7, line_segment_length_mi:7, line_length_km:7, line_length_mi:7, voltage:7, reactance:24, smax:25, sum_ampacity:None, win_ampacity:None, sum_rating:None, win_rating:None, power_factor:None, win_capacity:23, starting_node_code:None, ending_node_name:281, ending_node_code:None, other_references:None, notes:None
1086 | 11762 | K6F | ON | Ontario | HONI | 1 | ac | 4 | 2.469 | 164.5 | 101.543 | 115 | [6 empty] | 2.01 | 66 | 73 |  | ON_K6F_JCT |  | ON_NES_JCT |  | circuit_id:281, owner:281, planning_rgn:None, num_of_circuits:None, current:None, line_segment_length_km:7, line_segment_length_mi:7, line_length_km:7, line_length_mi:7, voltage:7, reactance:24, smax:25, sum_ampacity:None, win_ampacity:None, sum_rating:None, win_rating:None, power_factor:None, win_capacity:23, starting_node_code:None, ending_node_name:281, ending_node_code:None, other_references:None, notes:None
1087 | 11763 | K6F | ON | Ontario | HONI | 1 | ac | 0.1 | 0.062 | 164.5 | 101.543 | 115 | [6 empty] | 2.01 | 66 | 73 |  | ON_SXN_JCT |  | ON_SXN_DSS |  | circuit_id:281, owner:281, planning_rgn:None, num_of_circuits:None, current:None, line_segment_length_km:7, line_segment_length_mi:7, line_length_km:7, line_length_mi:7, voltage:7, reactance:24, smax:25, sum_ampacity:None, win_ampacity:None, sum_rating:None, win_rating:None, power_factor:None, win_capacity:23, starting_node_code:None, ending_node_name:281, ending_node_code:None, other_references:None, notes:None
1088 | 11764 | K6F | ON | Ontario | HONI | 1 | ac | 47.9 | 29.568 | 164.5 | 101.543 | 115 | [6 empty] | 2.01 | 66 | 73 |  | ON_SXN_JCT |  | ON_MGH_JCT |  | circuit_id:281, owner:281, planning_rgn:None, num_of_circuits:None, current:None, line_segment_length_km:7, line_segment_length_mi:7, line_length_km:7, line_length_mi:7, voltage:7, reactance:24, smax:25, sum_ampacity:None, win_ampacity:None, sum_rating:None, win_rating:None, power_factor:None, win_capacity:23, starting_node_code:None, ending_node_name:281, ending_node_code:None, other_references:None, notes:None
1089 | 11765 | K6J | ON | Ontario | HONI | 1 | ac | 2.7 | 1.667 | 15.2 | 9.383 | 115 | [6 empty] | 3 | 98 | 108 |  | ON_JON_DSS |  | ON_STH_DSS |  | circuit_id:281, owner:281, planning_rgn:None, num_of_circuits:None, current:None, line_segment_length_km:7, line_segment_length_mi:7, line_length_km:7, line_length_mi:7, voltage:7, reactance:24, smax:25, sum_ampacity:None, win_ampacity:None, sum_rating:None, win_rating:None, power_factor:None, win_capacity:23, starting_node_code:None, ending_node_name:281, ending_node_code:None, other_references:None, notes:None
1090 | 11766 | K6J | ON | Ontario | HONI | 1 | ac | 5.6 | 3.457 | 15.2 | 9.383 | 115 | [6 empty] | 3 | 98 | 108 |  | ON_STH_DSS |  | ON_RVS_JCT |  | circuit_id:281, owner:281, planning_rgn:None, num_of_circuits:None, current:None, line_segment_length_km:7, line_segment_length_mi:7, line_length_km:7, line_length_mi:7, voltage:7, reactance:24, smax:25, sum_ampacity:None, win_ampacity:None, sum_rating:None, win_rating:None, power_factor:None, win_capacity:23, starting_node_code:None, ending_node_name:281, ending_node_code:None, other_references:None, notes:None
1091 | 11767 | K6J | ON | Ontario | HONI | 1 | ac | 6.9 | 4.259 | 15.2 | 9.383 | 115 | [6 empty] | 3 | 98 | 108 |  | ON_RVS_JCT |  | ON_MBY_DSS |  | circuit_id:281, owner:281, planning_rgn:None, num_of_circuits:None, current:None, line_segment_length_km:7, line_segment_length_mi:7, line_length_km:7, line_length_mi:7, voltage:7, reactance:24, smax:25, sum_ampacity:None, win_ampacity:None, sum_rating:None, win_rating:None, power_factor:None, win_capacity:23, starting_node_code:None, ending_node_name:281, ending_node_code:None, other_references:None, notes:None
1092 | 11768 | K6Z | ON | Ontario | HONI | 1 | ac | 0.1 | 0.062 | 47.3 | 29.198 | 115 | [6 empty] | 3 | 98 | 108 |  | ON_LAU_JCT |  | ON_LAU_DSS |  | circuit_id:281, owner:281, planning_rgn:None, num_of_circuits:None, current:None, line_segment_length_km:7, line_segment_length_mi:7, line_length_km:7, line_length_mi:7, voltage:7, reactance:24, smax:25, sum_ampacity:None, win_ampacity:None, sum_rating:None, win_rating:None, power_factor:None, win_capacity:23, starting_node_code:None, ending_node_name:281, ending_node_code:None, other_references:None, notes:None
1093 | 11769 | K6Z | ON | Ontario | HONI | 1 | ac | 15.8 | 9.753 | 47.3 | 29.198 | 115 | [6 empty] | 3 | 98 | 108 |  | ON_LAU_JCT |  | ON_RLN_JCT |  | circuit_id:281, owner:281, planning_rgn:None, num_of_circuits:None, current:None, line_segment_length_km:7, line_segment_length_mi:7, line_length_km:7, line_length_mi:7, voltage:7, reactance:24, smax:25, sum_ampacity:None, win_ampacity:None, sum_rating:None, win_rating:None, power_factor:None, win_capacity:23, starting_node_code:None, ending_node_name:281, ending_node_code:None, other_references:None, notes:None
1094 | 11770 | K6Z | ON | Ontario | HONI | 1 | ac | 2 | 1.235 | 47.3 | 29.198 | 115 | [6 empty] | 3 | 98 | 108 |  | ON_RLN_JCT |  | ON_BLR_JCT |  | circuit_id:281, owner:281, planning_rgn:None, num_of_circuits:None, current:None, line_segment_length_km:7, line_segment_length_mi:7, line_length_km:7, line_length_mi:7, voltage:7, reactance:24, smax:25, sum_ampacity:None, win_ampacity:None, sum_rating:None, win_rating:None, power_factor:None, win_capacity:23, starting_node_code:None, ending_node_name:281, ending_node_code:None, other_references:None, notes:None
1095 | 11771 | K6Z | ON | Ontario | HONI | 1 | ac | 2.2 | 1.358 | 47.3 | 29.198 | 115 | [6 empty] | 3 | 98 | 108 |  | ON_RLN_JCT |  | ON_BLR_DSS |  | circuit_id:281, owner:281, planning_rgn:None, num_of_circuits:None, current:None, line_segment_length_km:7, line_segment_length_mi:7, line_length_km:7, line_length_mi:7, voltage:7, reactance:24, smax:25, sum_ampacity:None, win_ampacity:None, sum_rating:None, win_rating:None, power_factor:None, win_capacity:23, starting_node_code:None, ending_node_name:281, ending_node_code:None, other_references:None, notes:None
1096 | 11772 | K6Z | ON | Ontario | HONI | 1 | ac | 16.2 | 10 | 47.3 | 29.198 | 115 | [6 empty] | 3 | 98 | 108 |  | ON_BLR_JCT |  | ON_PAR_JCT |  | circuit_id:281, owner:281, planning_rgn:None, num_of_circuits:None, current:None, line_segment_length_km:7, line_segment_length_mi:7, line_length_km:7, line_length_mi:7, voltage:7, reactance:24, smax:25, sum_ampacity:None, win_ampacity:None, sum_rating:None, win_rating:None, power_factor:None, win_capacity:23, starting_node_code:None, ending_node_name:281, ending_node_code:None, other_references:None, notes:None
1097 | 11773 | K6Z | ON | Ontario | HONI | 1 | ac | 1 | 0.617 | 47.3 | 29.198 | 115 | [6 empty] | 3 | 98 | 108 |  | ON_PAR_JCT |  | ON_PAR_GSS |  | circuit_id:281, owner:281, planning_rgn:None, num_of_circuits:None, current:None, line_segment_length_km:7, line_segment_length_mi:7, line_length_km:7, line_length_mi:7, voltage:7, reactance:24, smax:25, sum_ampacity:None, win_ampacity:None, sum_rating:None, win_rating:None, power_factor:None, win_capacity:23, starting_node_code:None, ending_node_name:281, ending_node_code:None, other_references:None, notes:None
1098 | 11774 | K6Z | ON | Ontario | HONI | 1 | ac | 10 | 6.173 | 47.3 | 29.198 | 115 | [6 empty] | 3 | 98 | 108 |  | ON_PAR_JCT |  | ON_KSV_DSS |  | circuit_id:281, owner:281, planning_rgn:None, num_of_circuits:None, current:None, line_segment_length_km:7, line_segment_length_mi:7, line_length_km:7, line_length_mi:7, voltage:7, reactance:24, smax:25, sum_ampacity:None, win_ampacity:None, sum_rating:None, win_rating:None, power_factor:None, win_capacity:23, starting_node_code:None, ending_node_name:281, ending_node_code:None, other_references:None, notes:None
1099 | 11775 | K7 | ON | Ontario | HONI | 1 | ac | 2.5 | 1.543 | 6 | 3.704 | 115 | [6 empty] | 3 | 98 | 108 |  | ON_KRN_TSS |  | ON_WDK_DSS |  | circuit_id:281, owner:281, planning_rgn:None, num_of_circuits:None, current:None, line_segment_length_km:7, line_segment_length_mi:7, line_length_km:7, line_length_mi:7, voltage:7, reactance:24, smax:25, sum_ampacity:None, win_ampacity:None, sum_rating:None, win_rating:None, power_factor:None, win_capacity:23, starting_node_code:None, ending_node_name:281, ending_node_code:None, other_references:None, notes:None
1100 | 11776 | K7 | ON | Ontario | HONI | 1 | ac | 3.5 | 2.16 | 6 | 3.704 | 115 | [6 empty] | 3 | 98 | 108 |  | ON_WDK_DSS |  | ON_CMC_DSS |  | circuit_id:281, owner:281, planning_rgn:None, num_of_circuits:None, current:None, line_segment_length_km:7, line_segment_length_mi:7, line_length_km:7, line_length_mi:7, voltage:7, reactance:24, smax:25, sum_ampacity:None, win_ampacity:None, sum_rating:None, win_rating:None, power_factor:None, win_capacity:23, starting_node_code:None, ending_node_name:281, ending_node_code:None, other_references:None, notes:None
1101 | 11777 | K7B | ON | Ontario | HONI | 1 | ac | 2 | 1.235 | 2 | 1.235 | 115 | [6 empty] | 3 | 98 | 108 |  | ON_VNO_JCT |  | ON_MBY_DSS |  | circuit_id:281, owner:281, planning_rgn:None, num_of_circuits:None, current:None, line_segment_length_km:7, line_segment_length_mi:7, line_length_km:7, line_length_mi:7, voltage:7, reactance:24, smax:25, sum_ampacity:None, win_ampacity:None, sum_rating:None, win_rating:None, power_factor:None, win_capacity:23, starting_node_code:None, ending_node_name:281, ending_node_code:None, other_references:None, notes:None
1102 | 11778 | K7K | ON | Ontario | HONI | 1 | ac | 3 | 1.852 | 4 | 2.469 | 115 | [6 empty] | 3 | 98 | 108 |  | ON_KNO_TSS |  | ON_RBL_SWS |  | circuit_id:281, owner:281, planning_rgn:None, num_of_circuits:None, current:None, line_segment_length_km:6, line_segment_length_mi:6, line_length_km:6, line_length_mi:6, voltage:6, reactance:24, smax:25, sum_ampacity:None, win_ampacity:None, sum_rating:None, win_rating:None, power_factor:None, win_capacity:23, starting_node_code:None, ending_node_name:281, ending_node_code:None, other_references:None, notes:None
1103 | 11779 | K7K | ON | Ontario | HONI | 1 | ac | 1 | 0.617 | 4 | 2.469 | 115 | [6 empty] | 3 | 98 | 108 |  | ON_KNO_TSS |  | ON_WYK_ISS |  | circuit_id:281, owner:281, planning_rgn:None, num_of_circuits:None, current:None, line_segment_length_km:6, line_segment_length_mi:6, line_length_km:6, line_length_mi:6, voltage:6, reactance:24, smax:25, sum_ampacity:None, win_ampacity:None, sum_rating:None, win_rating:None, power_factor:None, win_capacity:23, starting_node_code:None, ending_node_name:281, ending_node_code:None, other_references:None, notes:None
1104 | 11780 | K8B | ON | Ontario | HONI | 1 | ac | 2 | 1.235 | 2 | 1.235 | 115 | [6 empty] | 3 | 98 | 108 |  | ON_VNO_JCT |  | ON_MBY_DSS | Deleted K9S | circuit_id:281, owner:281, planning_rgn:None, num_of_circuits:None, current:None, line_segment_length_km:7, line_segment_length_mi:7, line_length_km:7, line_length_mi:7, voltage:7, reactance:24, smax:25, sum_ampacity:None, win_ampacity:None, sum_rating:None, win_rating:None, power_factor:None, win_capacity:23, starting_node_code:None, ending_node_name:281, ending_node_code:None, other_references:None, notes:None
1105 | 11781 | L12C | ON | Ontario | HONI | 1 | ac | 1.59 | 0.981 | 7.69 | 4.747 | 115 | [6 empty] | 3 | 98 | 108 |  | ON_LES_DSS |  | ON_BAL_JCT |  | circuit_id:281, owner:281, planning_rgn:None, num_of_circuits:None, current:None, line_segment_length_km:7, line_segment_length_mi:7, line_length_km:7, line_length_mi:7, voltage:7, reactance:24, smax:25, sum_ampacity:None, win_ampacity:None, sum_rating:None, win_rating:None, power_factor:None, win_capacity:23, starting_node_code:None, ending_node_name:281, ending_node_code:None, other_references:None, notes:None
1106 | 11782 | L12C | ON | Ontario | HONI | 1 | ac | 3.5 | 2.16 | 7.69 | 4.747 | 115 | [6 empty] | 3 | 98 | 108 |  | ON_BAL_JCT |  | ON_CHL_DSS |  | circuit_id:281, owner:281, planning_rgn:None, num_of_circuits:None, current:None, line_segment_length_km:7, line_segment_length_mi:7, line_length_km:7, line_length_mi:7, voltage:7, reactance:24, smax:25, sum_ampacity:None, win_ampacity:None, sum_rating:None, win_rating:None, power_factor:None, win_capacity:23, starting_node_code:None, ending_node_name:281, ending_node_code:None, other_references:None, notes:None
1107 | 11783 | L12C | ON | Ontario | HONI | 1 | ac | 2.6 | 1.605 | 7.69 | 4.747 | 115 | [6 empty] | 3 | 98 | 108 |  | ON_CHL_DSS |  | ON_CEC_DSS |  | circuit_id:281, owner:281, planning_rgn:None, num_of_circuits:None, current:None, line_segment_length_km:7, line_segment_length_mi:7, line_length_km:7, line_length_mi:7, voltage:7, reactance:24, smax:25, sum_ampacity:None, win_ampacity:None, sum_rating:None, win_rating:None, power_factor:None, win_capacity:23, starting_node_code:None, ending_node_name:281, ending_node_code:None, other_references:None, notes:None
1108 | 11784 | L13W | ON | Ontario | HONI | 1 | ac | 1.17 | 0.722 | 11.52 | 7.111 | 115 | [6 empty] | 3 | 98 | 108 |  | ON_WLT_DSS |  | ON_DUF_JCT |  | circuit_id:281, owner:281, planning_rgn:None, num_of_circuits:None, current:None, line_segment_length_km:7, line_segment_length_mi:7, line_length_km:7, line_length_mi:7, voltage:7, reactance:24, smax:25, sum_ampacity:None, win_ampacity:None, sum_rating:None, win_rating:None, power_factor:None, win_capacity:23, starting_node_code:None, ending_node_name:281, ending_node_code:None, other_references:None, notes:None
1109 | 11785 | L13W | ON | Ontario | HONI | 1 | ac | 1.29 | 0.796 | 11.52 | 7.111 | 115 | [6 empty] | 3 | 98 | 108 |  | ON_DUF_JCT |  | ON_DUF_DSS |  | circuit_id:281, owner:281, planning_rgn:None, num_of_circuits:None, current:None, line_segment_length_km:7, line_segment_length_mi:7, line_length_km:7, line_length_mi:7, voltage:7, reactance:24, smax:25, sum_ampacity:None, win_ampacity:None, sum_rating:None, win_rating:None, power_factor:None, win_capacity:23, starting_node_code:None, ending_node_name:281, ending_node_code:None, other_references:None, notes:None
1110 | 11786 | L13W | ON | Ontario | HONI | 1 | ac | 2.7 | 1.667 | 11.52 | 7.111 | 115 | [6 empty] | 3 | 98 | 108 |  | ON_DUF_JCT |  | ON_BRG_JCT |  | circuit_id:281, owner:281, planning_rgn:None, num_of_circuits:None, current:None, line_segment_length_km:7, line_segment_length_mi:7, line_length_km:7, line_length_mi:7, voltage:7, reactance:24, smax:25, sum_ampacity:None, win_ampacity:None, sum_rating:None, win_rating:None, power_factor:None, win_capacity:23, starting_node_code:None, ending_node_name:281, ending_node_code:None, other_references:None, notes:None
1111 | 11787 | L13W | ON | Ontario | HONI | 1 | ac | 0.1 | 0.062 | 11.52 | 7.111 | 115 | [6 empty] | 3 | 98 | 108 |  | ON_BRG_JCT |  | ON_BRG_DSS |  | circuit_id:281, owner:281, planning_rgn:None, num_of_circuits:None, current:None, line_segment_length_km:7, line_segment_length_mi:7, line_length_km:7, line_length_mi:7, voltage:7, reactance:24, smax:25, sum_ampacity:None, win_ampacity:None, sum_rating:None, win_rating:None, power_factor:None, win_capacity:23, starting_node_code:None, ending_node_name:281, ending_node_code:None, other_references:None, notes:None
1112 | 11788 | L13W | ON | Ontario | HONI | 1 | ac | 2.12 | 1.309 | 11.52 | 7.111 | 115 | [6 empty] | 3 | 98 | 108 |  | ON_BRG_JCT |  | ON_BAL_JCT |  | circuit_id:281, owner:281, planning_rgn:None, num_of_circuits:None, current:None, line_segment_length_km:7, line_segment_length_mi:7, line_length_km:7, line_length_mi:7, voltage:7, reactance:24, smax:25, sum_ampacity:None, win_ampacity:None, sum_rating:None, win_rating:None, power_factor:None, win_capacity:23, starting_node_code:None, ending_node_name:281, ending_node_code:None, other_references:None, notes:None
1113 | 11789 | L13W | ON | Ontario | HONI | 1 | ac | 4.14 | 2.556 | 11.52 | 7.111 | 115 | [6 empty] | 3 | 98 | 108 |  | ON_BAL_JCT |  | ON_LES_DSS |  | circuit_id:281, owner:281, planning_rgn:None, num_of_circuits:None, current:None, line_segment_length_km:7, line_segment_length_mi:7, line_length_km:7, line_length_mi:7, voltage:7, reactance:24, smax:25, sum_ampacity:None, win_ampacity:None, sum_rating:None, win_rating:None, power_factor:None, win_capacity:23, starting_node_code:None, ending_node_name:281, ending_node_code:None, other_references:None, notes:None
1114 | 11790 | L14W | ON | Ontario | HONI | 1 | ac | 3.99 | 2.463 | 10.35 | 6.389 | 115 | [6 empty] | 3 | 98 | 108 |  | ON_WLT_DSS |  | ON_BRG_JCT |  | circuit_id:281, owner:281, planning_rgn:None, num_of_circuits:None, current:None, line_segment_length_km:7, line_segment_length_mi:7, line_length_km:7, line_length_mi:7, voltage:7, reactance:24, smax:25, sum_ampacity:None, win_ampacity:None, sum_rating:None, win_rating:None, power_factor:None, win_capacity:23, starting_node_code:None, ending_node_name:281, ending_node_code:None, other_references:None, notes:None
1115 | 11791 | L14W | ON | Ontario | HONI | 1 | ac | 0.1 | 0.062 | 10.35 | 6.389 | 115 | [6 empty] | 3 | 98 | 108 |  | ON_BRG_JCT |  | ON_BRG_DSS |  | circuit_id:281, owner:281, planning_rgn:None, num_of_circuits:None, current:None, line_segment_length_km:7, line_segment_length_mi:7, line_length_km:7, line_length_mi:7, voltage:7, reactance:24, smax:25, sum_ampacity:None, win_ampacity:None, sum_rating:None, win_rating:None, power_factor:None, win_capacity:23, starting_node_code:None, ending_node_name:281, ending_node_code:None, other_references:None, notes:None
1116 | 11792 | L14W | ON | Ontario | HONI | 1 | ac | 2.47 | 1.525 | 10.35 | 6.389 | 115 | [6 empty] | 3 | 98 | 108 |  | ON_BRG_JCT |  | ON_BIR_JCT |  | circuit_id:281, owner:281, planning_rgn:None, num_of_circuits:None, current:None, line_segment_length_km:7, line_segment_length_mi:7, line_length_km:7, line_length_mi:7, voltage:7, reactance:24, smax:25, sum_ampacity:None, win_ampacity:None, sum_rating:None, win_rating:None, power_factor:None, win_capacity:23, starting_node_code:None, ending_node_name:281, ending_node_code:None, other_references:None, notes:None
1117 | 11793 | L14W | ON | Ontario | HONI | 1 | ac | 2.2 | 1.358 | 10.35 | 6.389 | 115 | [6 empty] | 3 | 98 | 108 |  | ON_BIR_JCT |  | ON_BYV_JCT |  | circuit_id:281, owner:281, planning_rgn:None, num_of_circuits:None, current:None, line_segment_length_km:7, line_segment_length_mi:7, line_length_km:7, line_length_mi:7, voltage:7, reactance:24, smax:25, sum_ampacity:None, win_ampacity:None, sum_rating:None, win_rating:None, power_factor:None, win_capacity:23, starting_node_code:None, ending_node_name:281, ending_node_code:None, other_references:None, notes:None
1118 | 11794 | L14W | ON | Ontario | HONI | 1 | ac | 1.59 | 0.981 | 10.35 | 6.389 | 115 | [6 empty] | 3 | 98 | 108 |  | ON_BYV_JCT |  | ON_LES_DSS |  | circuit_id:281, owner:281, planning_rgn:None, num_of_circuits:None, current:None, line_segment_length_km:7, line_segment_length_mi:7, line_length_km:7, line_length_mi:7, voltage:7, reactance:24, smax:25, sum_ampacity:None, win_ampacity:None, sum_rating:None, win_rating:None, power_factor:None, win_capacity:23, starting_node_code:None, ending_node_name:281, ending_node_code:None, other_references:None, notes:None
1119 | 11795 | L15W | ON | Ontario | HONI | 1 | ac | 2.12 | 1.309 | 6.36 | 3.926 | 115 | [6 empty] | 3 | 98 | 108 |  | ON_BRG_JCT |  | ON_BAL_JCT |  | circuit_id:281, owner:281, planning_rgn:None, num_of_circuits:None, current:None, line_segment_length_km:7, line_segment_length_mi:7, line_length_km:7, line_length_mi:7, voltage:7, reactance:24, smax:25, sum_ampacity:None, win_ampacity:None, sum_rating:None, win_rating:None, power_factor:None, win_capacity:23, starting_node_code:None, ending_node_name:281, ending_node_code:None, other_references:None, notes:None
1120 | 11796 | L15W | ON | Ontario | HONI | 1 | ac | 0.1 | 0.062 | 6.36 | 3.926 | 115 | [6 empty] | 3 | 98 | 108 |  | ON_BRG_JCT |  | ON_BRG_DSS |  | circuit_id:281, owner:281, planning_rgn:None, num_of_circuits:None, current:None, line_segment_length_km:7, line_segment_length_mi:7, line_length_km:7, line_length_mi:7, voltage:7, reactance:24, smax:25, sum_ampacity:None, win_ampacity:None, sum_rating:None, win_rating:None, power_factor:None, win_capacity:23, starting_node_code:None, ending_node_name:281, ending_node_code:None, other_references:None, notes:None
1121 | 11797 | L15W | ON | Ontario | HONI | 1 | ac | 2.55 | 1.574 | 6.36 | 3.926 | 115 | [6 empty] | 3 | 98 | 108 |  | ON_BAL_JCT |  | ON_BYV_JCT |  | circuit_id:281, owner:281, planning_rgn:None, num_of_circuits:None, current:None, line_segment_length_km:7, line_segment_length_mi:7, line_length_km:7, line_length_mi:7, voltage:7, reactance:24, smax:25, sum_ampacity:None, win_ampacity:None, sum_rating:None, win_rating:None, power_factor:None, win_capacity:23, starting_node_code:None, ending_node_name:281, ending_node_code:None, other_references:None, notes:None
1122 | 11798 | L15W | ON | Ontario | HONI | 1 | ac | 1.59 | 0.981 | 6.36 | 3.926 | 115 | [6 empty] | 3 | 98 | 108 |  | ON_BYV_JCT |  | ON_LES_DSS |  | circuit_id:281, owner:281, planning_rgn:None, num_of_circuits:None, current:None, line_segment_length_km:7, line_segment_length_mi:7, line_length_km:7, line_length_mi:7, voltage:7, reactance:24, smax:25, sum_ampacity:None, win_ampacity:None, sum_rating:None, win_rating:None, power_factor:None, win_capacity:23, starting_node_code:None, ending_node_name:281, ending_node_code:None, other_references:None, notes:None
1123 | 11799 | L16D | ON | Ontario | HONI | 1 | ac | 4.7 | 2.901 | 4.7 | 2.901 | 115 | [6 empty] | 3 | 98 | 108 |  | ON_LES_DSS |  | ON_DPX_DSS |  | circuit_id:281, owner:281, planning_rgn:None, num_of_circuits:None, current:None, line_segment_length_km:7, line_segment_length_mi:7, line_length_km:7, line_length_mi:7, voltage:7, reactance:24, smax:25, sum_ampacity:None, win_ampacity:None, sum_rating:None, win_rating:None, power_factor:None, win_capacity:23, starting_node_code:None, ending_node_name:281, ending_node_code:None, other_references:None, notes:None
1124 | 11800 | L18W | ON | Ontario | HONI | 1 | ac | 1.17 | 0.722 | 12.13 | 7.488 | 115 | [6 empty] | 3 | 98 | 108 |  | ON_WLT_DSS |  | ON_BTL_JCT |  | circuit_id:281, owner:281, planning_rgn:None, num_of_circuits:None, current:None, line_segment_length_km:7, line_segment_length_mi:7, line_length_km:7, line_length_mi:7, voltage:7, reactance:24, smax:25, sum_ampacity:None, win_ampacity:None, sum_rating:None, win_rating:None, power_factor:None, win_capacity:23, starting_node_code:None, ending_node_name:281, ending_node_code:None, other_references:None, notes:None
1125 | 11801 | L18W | ON | Ontario | HONI | 1 | ac | 1.29 | 0.796 | 12.13 | 7.488 | 115 | [6 empty] | 3 | 98 | 108 |  | ON_BTL_JCT |  | ON_DUF_DSS |  | circuit_id:281, owner:281, planning_rgn:None, num_of_circuits:None, current:None, line_segment_length_km:7, line_segment_length_mi:7, line_length_km:7, line_length_mi:7, voltage:7, reactance:24, smax:25, sum_ampacity:None, win_ampacity:None, sum_rating:None, win_rating:None, power_factor:None, win_capacity:23, starting_node_code:None, ending_node_name:281, ending_node_code:None, other_references:None, notes:None
1126 | 11802 | L18W | ON | Ontario | HONI | 1 | ac | 2.72 | 1.679 | 12.13 | 7.488 | 115 | [6 empty] | 3 | 98 | 108 |  | ON_BTL_JCT |  | ON_BRG_JCT |  | circuit_id:281, owner:281, planning_rgn:None, num_of_circuits:None, current:None, line_segment_length_km:7, line_segment_length_mi:7, line_length_km:7, line_length_mi:7, voltage:7, reactance:24, smax:25, sum_ampacity:None, win_ampacity:None, sum_rating:None, win_rating:None, power_factor:None, win_capacity:23, starting_node_code:None, ending_node_name:281, ending_node_code:None, other_references:None, notes:None
1127 | 11803 | L18W | ON | Ontario | HONI | 1 | ac | 0.1 | 0.062 | 12.13 | 7.488 | 115 | [6 empty] | 3 | 98 | 108 |  | ON_BRG_JCT |  | ON_BRG_DSS |  | circuit_id:281, owner:281, planning_rgn:None, num_of_circuits:None, current:None, line_segment_length_km:7, line_segment_length_mi:7, line_length_km:7, line_length_mi:7, voltage:7, reactance:24, smax:25, sum_ampacity:None, win_ampacity:None, sum_rating:None, win_rating:None, power_factor:None, win_capacity:23, starting_node_code:None, ending_node_name:281, ending_node_code:None, other_references:None, notes:None
1128 | 11804 | L18W | ON | Ontario | HONI | 1 | ac | 2.47 | 1.525 | 12.13 | 7.488 | 115 | [6 empty] | 3 | 98 | 108 |  | ON_BRG_JCT |  | ON_BIR_JCT |  | circuit_id:281, owner:281, planning_rgn:None, num_of_circuits:None, current:None, line_segment_length_km:7, line_segment_length_mi:7, line_length_km:7, line_length_mi:7, voltage:7, reactance:24, smax:25, sum_ampacity:None, win_ampacity:None, sum_rating:None, win_rating:None, power_factor:None, win_capacity:23, starting_node_code:None, ending_node_name:281, ending_node_code:None, other_references:None, notes:None
1129 | 11805 | L18W | ON | Ontario | HONI | 1 | ac | 2.79 | 1.722 | 12.13 | 7.488 | 115 | [6 empty] | 3 | 98 | 108 |  | ON_BIR_JCT |  | ON_BYV_JCT |  | circuit_id:281, owner:281, planning_rgn:None, num_of_circuits:None, current:None, line_segment_length_km:7, line_segment_length_mi:7, line_length_km:7, line_length_mi:7, voltage:7, reactance:24, smax:25, sum_ampacity:None, win_ampacity:None, sum_rating:None, win_rating:None, power_factor:None, win_capacity:23, starting_node_code:None, ending_node_name:281, ending_node_code:None, other_references:None, notes:None
1130 | 11806 | L18W | ON | Ontario | HONI | 1 | ac | 1.59 | 0.981 | 12.13 | 7.488 | 115 | [6 empty] | 3 | 98 | 108 |  | ON_BYV_JCT |  | ON_LES_DSS |  | circuit_id:281, owner:281, planning_rgn:None, num_of_circuits:None, current:None, line_segment_length_km:7, line_segment_length_mi:7, line_length_km:7, line_length_mi:7, voltage:7, reactance:24, smax:25, sum_ampacity:None, win_ampacity:None, sum_rating:None, win_rating:None, power_factor:None, win_capacity:23, starting_node_code:None, ending_node_name:281, ending_node_code:None, other_references:None, notes:None
1131 | 11807 | L1MB | ON | Ontario | HONI | 1 | ac | 11 | 6.79 | 113.1 | 69.815 | 115 | [6 empty] | 2.58 | 85 | 93 |  | ON_BRO_DSS |  | ON_BRC_JCT |  | circuit_id:281, owner:281, planning_rgn:None, num_of_circuits:None, current:None, line_segment_length_km:6, line_segment_length_mi:6, line_length_km:6, line_length_mi:6, voltage:6, reactance:24, smax:25, sum_ampacity:None, win_ampacity:None, sum_rating:None, win_rating:None, power_factor:None, win_capacity:23, starting_node_code:None, ending_node_name:281, ending_node_code:None, other_references:None, notes:None
1132 | 11808 | L1MB | ON | Ontario | HONI | 1 | ac | 2 | 1.235 | 113.1 | 69.815 | 115 | [6 empty] | 2.58 | 85 | 93 |  | ON_BRC_JCT |  | ON_DYN_ISS |  | circuit_id:281, owner:281, planning_rgn:None, num_of_circuits:None, current:None, line_segment_length_km:6, line_segment_length_mi:6, line_length_km:6, line_length_mi:6, voltage:6, reactance:24, smax:25, sum_ampacity:None, win_ampacity:None, sum_rating:None, win_rating:None, power_factor:None, win_capacity:23, starting_node_code:None, ending_node_name:281, ending_node_code:None, other_references:None, notes:None
1133 | 11809 | L1MB | ON | Ontario | HONI | 1 | ac | 25 | 15.432 | 113.1 | 69.815 | 115 | [6 empty] | 2.58 | 85 | 93 |  | ON_BRC_JCT |  | ON_CDL_JCT |  | circuit_id:281, owner:281, planning_rgn:None, num_of_circuits:None, current:None, line_segment_length_km:6, line_segment_length_mi:6, line_length_km:6, line_length_mi:6, voltage:6, reactance:24, smax:25, sum_ampacity:None, win_ampacity:None, sum_rating:None, win_rating:None, power_factor:None, win_capacity:23, starting_node_code:None, ending_node_name:281, ending_node_code:None, other_references:None, notes:None
1134 | 11810 | L1MB | ON | Ontario | HONI | 1 | ac | 1 | 0.617 | 113.1 | 69.815 | 115 | [6 empty] | 2.58 | 85 | 93 |  | ON_CDL_JCT |  | ON_ENC_ISS |  | circuit_id:281, owner:281, planning_rgn:None, num_of_circuits:None, current:None, line_segment_length_km:6, line_segment_length_mi:6, line_length_km:6, line_length_mi:6, voltage:6, reactance:24, smax:25, sum_ampacity:None, win_ampacity:None, sum_rating:None, win_rating:None, power_factor:None, win_capacity:23, starting_node_code:None, ending_node_name:281, ending_node_code:None, other_references:None, notes:None
1135 | 11811 | L1MB | ON | Ontario | HONI | 1 | ac | 0.1 | 0.062 | 113.1 | 69.815 | 115 | [6 empty] | 2.58 | 85 | 93 |  | ON_CDL_JCT |  | ON_CSC_JCT |  | circuit_id:281, owner:281, planning_rgn:None, num_of_circuits:None, current:None, line_segment_length_km:6, line_segment_length_mi:6, line_length_km:6, line_length_mi:6, voltage:6, reactance:24, smax:25, sum_ampacity:None, win_ampacity:None, sum_rating:None, win_rating:None, power_factor:None, win_capacity:23, starting_node_code:None, ending_node_name:281, ending_node_code:None, other_references:None, notes:None
1136 | 11812 | L1MB | ON | Ontario | HONI | 1 | ac | 5 | 3.086 | 113.1 | 69.815 | 115 | [6 empty] | 2.58 | 85 | 93 |  | ON_CSC_JCT |  | ON_CDP_GSS |  | circuit_id:281, owner:281, planning_rgn:None, num_of_circuits:None, current:None, line_segment_length_km:6, line_segment_length_mi:6, line_length_km:6, line_length_mi:6, voltage:6, reactance:24, smax:25, sum_ampacity:None, win_ampacity:None, sum_rating:None, win_rating:None, power_factor:None, win_capacity:23, starting_node_code:None, ending_node_name:281, ending_node_code:None, other_references:None, notes:None
1137 | 11813 | L1MB | ON | Ontario | HONI | 1 | ac | 25 | 15.432 | 113.1 | 69.815 | 115 | [6 empty] | 2.58 | 85 | 93 |  | ON_CSC_JCT |  | ON_MRB_JCT |  | circuit_id:281, owner:281, planning_rgn:None, num_of_circuits:None, current:None, line_segment_length_km:6, line_segment_length_mi:6, line_length_km:6, line_length_mi:6, voltage:6, reactance:24, smax:25, sum_ampacity:None, win_ampacity:None, sum_rating:None, win_rating:None, power_factor:None, win_capacity:23, starting_node_code:None, ending_node_name:281, ending_node_code:None, other_references:None, notes:None
1138 | 11814 | L1MB | ON | Ontario | HONI | 1 | ac | 5 | 3.086 | 113.1 | 69.815 | 115 | [6 empty] | 2.58 | 85 | 93 |  | ON_MRB_JCT |  | ON_MRB_DSS |  | circuit_id:281, owner:281, planning_rgn:None, num_of_circuits:None, current:None, line_segment_length_km:6, line_segment_length_mi:6, line_length_km:6, line_length_mi:6, voltage:6, reactance:24, smax:25, sum_ampacity:None, win_ampacity:None, sum_rating:None, win_rating:None, power_factor:None, win_capacity:23, starting_node_code:None, ending_node_name:281, ending_node_code:None, other_references:None, notes:None
1139 | 11815 | L1MB | ON | Ontario | HONI | 1 | ac | 26 | 16.049 | 113.1 | 69.815 | 115 | [6 empty] | 2.58 | 85 | 93 |  | ON_MRB_JCT |  | ON_LUN_JCT |  | circuit_id:281, owner:281, planning_rgn:None, num_of_circuits:None, current:None, line_segment_length_km:6, line_segment_length_mi:6, line_length_km:6, line_length_mi:6, voltage:6, reactance:24, smax:25, sum_ampacity:None, win_ampacity:None, sum_rating:None, win_rating:None, power_factor:None, win_capacity:23, starting_node_code:None, ending_node_name:281, ending_node_code:None, other_references:None, notes:None
1140 | 11816 | L1MB | ON | Ontario | HONI | 1 | ac | 13 | 8.025 | 113.1 | 69.815 | 115 | [6 empty] | 2.58 | 85 | 93 |  | ON_LUN_JCT |  | ON_STL_DSS |  | circuit_id:281, owner:281, planning_rgn:None, num_of_circuits:None, current:None, line_segment_length_km:6, line_segment_length_mi:6, line_length_km:6, line_length_mi:6, voltage:6, reactance:24, smax:25, sum_ampacity:None, win_ampacity:None, sum_rating:None, win_rating:None, power_factor:None, win_capacity:23, starting_node_code:None, ending_node_name:281, ending_node_code:None, other_references:None, notes:None
1141 | 11817 | L1S | ON | Ontario | HONI | 1 | ac | 8 | 4.938 | 91.4 | 56.42 | 115 | [6 empty] | 2.97 | 97 | 107 |  | ON_CTN_DSS |  | ON_SUD_JCT |  | circuit_id:281, owner:281, planning_rgn:None, num_of_circuits:None, current:None, line_segment_length_km:6, line_segment_length_mi:6, line_length_km:6, line_length_mi:6, voltage:6, reactance:24, smax:25, sum_ampacity:None, win_ampacity:None, sum_rating:None, win_rating:None, power_factor:None, win_capacity:23, starting_node_code:None, ending_node_name:281, ending_node_code:None, other_references:None, notes:None
1142 | 11818 | L1S | ON | Ontario | HONI | 1 | ac | 20 | 12.346 | 91.4 | 56.42 | 115 | [6 empty] | 2.97 | 97 | 107 |  | ON_CRY_SWS |  | ON_VER_JCT |  | circuit_id:281, owner:281, planning_rgn:None, num_of_circuits:None, current:None, line_segment_length_km:6, line_segment_length_mi:6, line_length_km:6, line_length_mi:6, voltage:6, reactance:24, smax:25, sum_ampacity:None, win_ampacity:None, sum_rating:None, win_rating:None, power_factor:None, win_capacity:23, starting_node_code:None, ending_node_name:281, ending_node_code:None, other_references:None, notes:None
1143 | 11819 | L1S | ON | Ontario | HONI | 1 | ac | 0.1 | 0.062 | 91.4 | 56.42 | 115 | [6 empty] | 2.97 | 97 | 107 |  | ON_MLF_JCT |  | ON_MLF_ISS |  | circuit_id:281, owner:281, planning_rgn:None, num_of_circuits:None, current:None, line_segment_length_km:6, line_segment_length_mi:6, line_length_km:6, line_length_mi:6, voltage:6, reactance:24, smax:25, sum_ampacity:None, win_ampacity:None, sum_rating:None, win_rating:None, power_factor:None, win_capacity:23, starting_node_code:None, ending_node_name:281, ending_node_code:None, other_references:None, notes:None
1144 | 11820 | L1S | ON | Ontario | HONI | 1 | ac | 0.1 | 0.062 | 91.4 | 56.42 | 115 | [6 empty] | 2.97 | 97 | 107 |  | ON_MLF_JCT |  | ON_MLF_ISS |  | circuit_id:281, owner:281, planning_rgn:None, num_of_circuits:None, current:None, line_segment_length_km:6, line_segment_length_mi:6, line_length_km:6, line_length_mi:6, voltage:6, reactance:24, smax:25, sum_ampacity:None, win_ampacity:None, sum_rating:None, win_rating:None, power_factor:None, win_capacity:23, starting_node_code:None, ending_node_name:281, ending_node_code:None, other_references:None, notes:None
1145 | 11821 | L1S | ON | Ontario | HONI | 1 | ac | 1 | 0.617 | 91.4 | 56.42 | 115 | [6 empty] | 2.97 | 97 | 107 |  | ON_SUD_JCT |  | ON_MLF_JCT |  | circuit_id:281, owner:281, planning_rgn:None, num_of_circuits:None, current:None, line_segment_length_km:6, line_segment_length_mi:6, line_length_km:6, line_length_mi:6, voltage:6, reactance:24, smax:25, sum_ampacity:None, win_ampacity:None, sum_rating:None, win_rating:None, power_factor:None, win_capacity:23, starting_node_code:None, ending_node_name:281, ending_node_code:None, other_references:None, notes:None
1146 | 11822 | L1S | ON | Ontario | HONI | 1 | ac | 2 | 1.235 | 91.4 | 56.42 | 115 | [6 empty] | 2.97 | 97 | 107 |  | ON_SUD_JCT |  | ON_MTD_DSS |  | circuit_id:281, owner:281, planning_rgn:None, num_of_circuits:None, current:None, line_segment_length_km:6, line_segment_length_mi:6, line_length_km:6, line_length_mi:6, voltage:6, reactance:24, smax:25, sum_ampacity:None, win_ampacity:None, sum_rating:None, win_rating:None, power_factor:None, win_capacity:23, starting_node_code:None, ending_node_name:281, ending_node_code:None, other_references:None, notes:None
1147 | 11823 | L1S | ON | Ontario | HONI | 1 | ac | 0.1 | 0.062 | 91.4 | 56.42 | 115 | [6 empty] | 2.97 | 97 | 107 |  | ON_VER_JCT |  | ON_VPL_JCT |  | circuit_id:281, owner:281, planning_rgn:None, num_of_circuits:None, current:None, line_segment_length_km:6, line_segment_length_mi:6, line_length_km:6, line_length_mi:6, voltage:6, reactance:24, smax:25, sum_ampacity:None, win_ampacity:None, sum_rating:None, win_rating:None, power_factor:None, win_capacity:23, starting_node_code:None, ending_node_name:281, ending_node_code:None, other_references:None, notes:None
1148 | 11824 | L1S | ON | Ontario | HONI | 1 | ac | 15 | 9.259 | 91.4 | 56.42 | 115 | [6 empty] | 2.97 | 97 | 107 |  | ON_VER_JCT |  | ON_WRR_DSS |  | circuit_id:281, owner:281, planning_rgn:None, num_of_circuits:None, current:None, line_segment_length_km:6, line_segment_length_mi:6, line_length_km:6, line_length_mi:6, voltage:6, reactance:24, smax:25, sum_ampacity:None, win_ampacity:None, sum_rating:None, win_rating:None, power_factor:None, win_capacity:23, starting_node_code:None, ending_node_name:281, ending_node_code:None, other_references:None, notes:None
1149 | 11825 | L1S | ON | Ontario | HONI | 1 | ac | 0.1 | 0.062 | 91.4 | 56.42 | 115 | [6 empty] | 2.97 | 97 | 107 |  | ON_VPL_JCT |  | ON_VER_DSS |  | circuit_id:281, owner:281, planning_rgn:None, num_of_circuits:None, current:None, line_segment_length_km:6, line_segment_length_mi:6, line_length_km:6, line_length_mi:6, voltage:6, reactance:24, smax:25, sum_ampacity:None, win_ampacity:None, sum_rating:None, win_rating:None, power_factor:None, win_capacity:23, starting_node_code:None, ending_node_name:281, ending_node_code:None, other_references:None, notes:None
1150 | 11826 | L1S | ON | Ontario | HONI | 1 | ac | 45 | 27.778 | 91.4 | 56.42 | 115 | [6 empty] | 2.97 | 97 | 107 |  | ON_WRR_DSS |  | ON_CTN_DSS |  | circuit_id:281, owner:281, planning_rgn:None, num_of_circuits:None, current:None, line_segment_length_km:6, line_segment_length_mi:6, line_length_km:6, line_length_mi:6, voltage:6, reactance:24, smax:25, sum_ampacity:None, win_ampacity:None, sum_rating:None, win_rating:None, power_factor:None, win_capacity:23, starting_node_code:None, ending_node_name:281, ending_node_code:None, other_references:None, notes:None
1151 | 11827 | L20D | ON | Ontario | HONI | 1 | ac | 4 | 2.469 | 68.3 | 42.16 | 230 | [6 empty] | 3 | 402 | 435 |  | ON_HRJ_JCT |  | ON_KPG_JCT |  | circuit_id:281, owner:281, planning_rgn:None, num_of_circuits:None, current:None, line_segment_length_km:6, line_segment_length_mi:6, line_length_km:6, line_length_mi:6, voltage:6, reactance:24, smax:25, sum_ampacity:None, win_ampacity:None, sum_rating:None, win_rating:None, power_factor:None, win_capacity:23, starting_node_code:None, ending_node_name:281, ending_node_code:None, other_references:None, notes:None
1152 | 11828 | L20D | ON | Ontario | HONI | 1 | ac | 0.1 | 0.062 | 68.3 | 42.16 | 230 | [6 empty] | 3 | 402 | 435 |  | ON_KPG_JCT |  | ON_KPG2_GSS |  | circuit_id:281, owner:281, planning_rgn:None, num_of_circuits:None, current:None, line_segment_length_km:6, line_segment_length_mi:6, line_length_km:6, line_length_mi:6, voltage:6, reactance:24, smax:25, sum_ampacity:None, win_ampacity:None, sum_rating:None, win_rating:None, power_factor:None, win_capacity:23, starting_node_code:None, ending_node_name:281, ending_node_code:None, other_references:None, notes:None
1153 | 11829 | L20D | ON | Ontario | HONI | 1 | ac | 8 | 4.938 | 68.3 | 42.16 | 230 | [6 empty] | 3 | 402 | 435 |  | ON_LLG_JCT |  | ON_SKF_JCT |  | circuit_id:281, owner:281, planning_rgn:None, num_of_circuits:None, current:None, line_segment_length_km:6, line_segment_length_mi:6, line_length_km:6, line_length_mi:6, voltage:6, reactance:24, smax:25, sum_ampacity:None, win_ampacity:None, sum_rating:None, win_rating:None, power_factor:None, win_capacity:23, starting_node_code:None, ending_node_name:281, ending_node_code:None, other_references:None, notes:None
1154 | 11830 | L20D | ON | Ontario | HONI | 1 | ac | 0.1 | 0.062 | 68.3 | 42.16 | 230 | [6 empty] | 3 | 402 | 435 |  | ON_LLG_JCT |  | ON_LLG_SWS |  | circuit_id:281, owner:281, planning_rgn:None, num_of_circuits:None, current:None, line_segment_length_km:6, line_segment_length_mi:6, line_length_km:6, line_length_mi:6, voltage:6, reactance:24, smax:25, sum_ampacity:None, win_ampacity:None, sum_rating:None, win_rating:None, power_factor:None, win_capacity:23, starting_node_code:None, ending_node_name:281, ending_node_code:None, other_references:None, notes:None
1155 | 11831 | L20D | ON | Ontario | HONI | 2 | ac | 50 | 30.864 | 68.3 | 42.16 | 230 | [6 empty] | 3 | 402 | 435 |  | ON_PIN_TSS |  | ON_LLG_JCT |  | circuit_id:281, owner:281, planning_rgn:None, num_of_circuits:None, current:None, line_segment_length_km:6, line_segment_length_mi:6, line_length_km:6, line_length_mi:6, voltage:6, reactance:24, smax:25, sum_ampacity:None, win_ampacity:None, sum_rating:None, win_rating:None, power_factor:None, win_capacity:23, starting_node_code:None, ending_node_name:281, ending_node_code:None, other_references:None, notes:None
1156 | 11832 | L20D | ON | Ontario | HONI | 1 | ac | 6 | 3.704 | 68.3 | 42.16 | 230 | [6 empty] | 3 | 402 | 435 |  | ON_SKF_JCT |  | ON_HRJ_JCT |  | circuit_id:281, owner:281, planning_rgn:None, num_of_circuits:None, current:None, line_segment_length_km:6, line_segment_length_mi:6, line_length_km:6, line_length_mi:6, voltage:6, reactance:24, smax:25, sum_ampacity:None, win_ampacity:None, sum_rating:None, win_rating:None, power_factor:None, win_capacity:23, starting_node_code:None, ending_node_name:281, ending_node_code:None, other_references:None, notes:None
1157 | 11833 | L20D | ON | Ontario | HONI | 1 | ac | 0.1 | 0.062 | 68.3 | 42.16 | 230 | [6 empty] | 3 | 402 | 435 |  | ON_SKF_JCT |  | ON_SKF_GSS |  | circuit_id:281, owner:281, planning_rgn:None, num_of_circuits:None, current:None, line_segment_length_km:6, line_segment_length_mi:6, line_length_km:6, line_length_mi:6, voltage:6, reactance:24, smax:25, sum_ampacity:None, win_ampacity:None, sum_rating:None, win_rating:None, power_factor:None, win_capacity:23, starting_node_code:None, ending_node_name:281, ending_node_code:None, other_references:None, notes:None
1158 | 11834 | L20H | ON | Ontario | HONI | 1 | ac | 38 | 23.457 | 193.1 | 119.198 | 230 | [6 empty] | 1.81 | 243 | 263 |  | ON_HNB_SWS |  | ON_CRO_JCT |  | circuit_id:281, owner:281, planning_rgn:None, num_of_circuits:None, current:None, line_segment_length_km:6, line_segment_length_mi:6, line_length_km:6, line_length_mi:6, voltage:6, reactance:24, smax:25, sum_ampacity:None, win_ampacity:None, sum_rating:None, win_rating:None, power_factor:None, win_capacity:23, starting_node_code:None, ending_node_name:281, ending_node_code:None, other_references:None, notes:None
1159 | 11835 | L20H | ON | Ontario | HONI | 1 | ac | 0.1 | 0.062 | 193.1 | 119.198 | 230 | [6 empty] | 1.81 | 243 | 263 |  | ON_CRO_JCT |  | ON_CRO_DSS |  | circuit_id:281, owner:281, planning_rgn:None, num_of_circuits:None, current:None, line_segment_length_km:6, line_segment_length_mi:6, line_length_km:6, line_length_mi:6, voltage:6, reactance:24, smax:25, sum_ampacity:None, win_ampacity:None, sum_rating:None, win_rating:None, power_factor:None, win_capacity:23, starting_node_code:None, ending_node_name:281, ending_node_code:None, other_references:None, notes:None
1160 | 11836 | L20H | ON | Ontario | HONI | 1 | ac | 35 | 21.605 | 193.1 | 119.198 | 230 | [6 empty] | 1.81 | 243 | 263 |  | ON_CRO_JCT |  | ON_EAS_JCT |  | circuit_id:281, owner:281, planning_rgn:None, num_of_circuits:None, current:None, line_segment_length_km:6, line_segment_length_mi:6, line_length_km:6, line_length_mi:6, voltage:6, reactance:24, smax:25, sum_ampacity:None, win_ampacity:None, sum_rating:None, win_rating:None, power_factor:None, win_capacity:23, starting_node_code:None, ending_node_name:281, ending_node_code:None, other_references:None, notes:None
1161 | 11837 | L20H | ON | Ontario | HONI | 1 | ac | 30 | 18.519 | 193.1 | 119.198 | 230 | [6 empty] | 1.81 | 243 | 263 |  | ON_EAS_JCT |  | ON_BRO_DSS |  | circuit_id:281, owner:281, planning_rgn:None, num_of_circuits:None, current:None, line_segment_length_km:6, line_segment_length_mi:6, line_length_km:6, line_length_mi:6, voltage:6, reactance:24, smax:25, sum_ampacity:None, win_ampacity:None, sum_rating:None, win_rating:None, power_factor:None, win_capacity:23, starting_node_code:None, ending_node_name:281, ending_node_code:None, other_references:None, notes:None
1162 | 11838 | L20H | ON | Ontario | HONI | 1 | ac | 90 | 55.556 | 193.1 | 119.198 | 230 | [6 empty] | 1.81 | 243 | 263 |  | ON_EAS_JCT |  | ON_STL_DSS |  | circuit_id:281, owner:281, planning_rgn:None, num_of_circuits:None, current:None, line_segment_length_km:6, line_segment_length_mi:6, line_length_km:6, line_length_mi:6, voltage:6, reactance:24, smax:25, sum_ampacity:None, win_ampacity:None, sum_rating:None, win_rating:None, power_factor:None, win_capacity:23, starting_node_code:None, ending_node_name:281, ending_node_code:None, other_references:None, notes:None
1163 | 11839 | L21H | ON | Ontario | HONI | 1 | ac | 38 | 23.457 | 181.1 | 111.79 | 230 | [6 empty] | 1.89 | 253 | 274 |  | ON_HNB_SWS |  | ON_CRO_JCT |  | circuit_id:281, owner:281, planning_rgn:None, num_of_circuits:None, current:None, line_segment_length_km:6, line_segment_length_mi:6, line_length_km:6, line_length_mi:6, voltage:6, reactance:24, smax:25, sum_ampacity:None, win_ampacity:None, sum_rating:None, win_rating:None, power_factor:None, win_capacity:23, starting_node_code:None, ending_node_name:281, ending_node_code:None, other_references:None, notes:None
1164 | 11840 | L21H | ON | Ontario | HONI | 1 | ac | 0.1 | 0.062 | 181.1 | 111.79 | 230 | [6 empty] | 1.89 | 253 | 274 |  | ON_CRO_JCT |  | ON_CRO_DSS |  | circuit_id:281, owner:281, planning_rgn:None, num_of_circuits:None, current:None, line_segment_length_km:6, line_segment_length_mi:6, line_length_km:6, line_length_mi:6, voltage:6, reactance:24, smax:25, sum_ampacity:None, win_ampacity:None, sum_rating:None, win_rating:None, power_factor:None, win_capacity:23, starting_node_code:None, ending_node_name:281, ending_node_code:None, other_references:None, notes:None
1165 | 11841 | L21H | ON | Ontario | HONI | 1 | ac | 35 | 21.605 | 181.1 | 111.79 | 230 | [6 empty] | 1.89 | 253 | 274 |  | ON_CRO_JCT |  | ON_EAY_JCT |  | circuit_id:281, owner:281, planning_rgn:None, num_of_circuits:None, current:None, line_segment_length_km:6, line_segment_length_mi:6, line_length_km:6, line_length_mi:6, voltage:6, reactance:24, smax:25, sum_ampacity:None, win_ampacity:None, sum_rating:None, win_rating:None, power_factor:None, win_capacity:23, starting_node_code:None, ending_node_name:281, ending_node_code:None, other_references:None, notes:None
1166 | 11842 | L21H | ON | Ontario | HONI | 1 | ac | 18 | 11.111 | 181.1 | 111.79 | 230 | [6 empty] | 1.89 | 253 | 274 |  | ON_EAY_JCT |  | ON_SMF_DSS |  | circuit_id:281, owner:281, planning_rgn:None, num_of_circuits:None, current:None, line_segment_length_km:6, line_segment_length_mi:6, line_length_km:6, line_length_mi:6, voltage:6, reactance:24, smax:25, sum_ampacity:None, win_ampacity:None, sum_rating:None, win_rating:None, power_factor:None, win_capacity:23, starting_node_code:None, ending_node_name:281, ending_node_code:None, other_references:None, notes:None
1167 | 11843 | L21H | ON | Ontario | HONI | 1 | ac | 90 | 55.556 | 181.1 | 111.79 | 230 | [6 empty] | 1.89 | 253 | 274 |  | ON_EAY_JCT |  | ON_STL_DSS |  | circuit_id:281, owner:281, planning_rgn:None, num_of_circuits:None, current:None, line_segment_length_km:6, line_segment_length_mi:6, line_length_km:6, line_length_mi:6, voltage:6, reactance:24, smax:25, sum_ampacity:None, win_ampacity:None, sum_rating:None, win_rating:None, power_factor:None, win_capacity:23, starting_node_code:None, ending_node_name:281, ending_node_code:None, other_references:None, notes:None
1168 | 11844 | L21K | ON | Ontario | HONI | 1 | ac | 0.1 | 0.062 | 3.6 | 2.222 | 230 | [6 empty] | 3 | 402 | 435 |  | ON_HAI_JCT |  | ON_APP_JCT |  | circuit_id:281, owner:281, planning_rgn:None, num_of_circuits:None, current:None, line_segment_length_km:7, line_segment_length_mi:7, line_length_km:7, line_length_mi:7, voltage:7, reactance:24, smax:25, sum_ampacity:None, win_ampacity:None, sum_rating:None, win_rating:None, power_factor:None, win_capacity:23, starting_node_code:None, ending_node_name:281, ending_node_code:None, other_references:None, notes:None
1169 | 11845 | L21K | ON | Ontario | HONI | 1 | ac | 0.1 | 0.062 | 3.6 | 2.222 | 230 | [6 empty] | 3 | 402 | 435 |  | ON_HAI_JCT |  | ON_APP_JCT |  | circuit_id:281, owner:281, planning_rgn:None, num_of_circuits:None, current:None, line_segment_length_km:7, line_segment_length_mi:7, line_length_km:7, line_length_mi:7, voltage:7, reactance:24, smax:25, sum_ampacity:None, win_ampacity:None, sum_rating:None, win_rating:None, power_factor:None, win_capacity:23, starting_node_code:None, ending_node_name:281, ending_node_code:None, other_references:None, notes:None
1170 | 11846 | L21K | ON | Ontario | HONI | 1 | ac | 3.4 | 2.099 | 3.6 | 2.222 | 230 | [6 empty] | 3 | 402 | 435 |  | ON_LKV_SWS |  | ON_HAI_JCT |  | circuit_id:281, owner:281, planning_rgn:None, num_of_circuits:None, current:None, line_segment_length_km:7, line_segment_length_mi:7, line_length_km:7, line_length_mi:7, voltage:7, reactance:24, smax:25, sum_ampacity:None, win_ampacity:None, sum_rating:None, win_rating:None, power_factor:None, win_capacity:23, starting_node_code:None, ending_node_name:281, ending_node_code:None, other_references:None, notes:None
1171 | 11847 | L21S | ON | Ontario | HONI | 1 | ac | 0.1 | 0.062 | 80.1 | 49.444 | 230 | [6 empty] | 3 | 402 | 435 |  | ON_APK_JCT |  | ON_KAP_DSS |  | circuit_id:281, owner:281, planning_rgn:None, num_of_circuits:None, current:None, line_segment_length_km:6, line_segment_length_mi:6, line_length_km:6, line_length_mi:6, voltage:6, reactance:24, smax:25, sum_ampacity:None, win_ampacity:None, sum_rating:None, win_rating:None, power_factor:None, win_capacity:23, starting_node_code:None, ending_node_name:281, ending_node_code:None, other_references:None, notes:None
1172 | 11848 | L21S | ON | Ontario | HONI | 1 | ac | 30 | 18.519 | 80.1 | 49.444 | 230 | [6 empty] | 3 | 402 | 435 |  | ON_KNB_JCT |  | ON_APK_JCT |  | circuit_id:281, owner:281, planning_rgn:None, num_of_circuits:None, current:None, line_segment_length_km:6, line_segment_length_mi:6, line_length_km:6, line_length_mi:6, voltage:6, reactance:24, smax:25, sum_ampacity:None, win_ampacity:None, sum_rating:None, win_rating:None, power_factor:None, win_capacity:23, starting_node_code:None, ending_node_name:281, ending_node_code:None, other_references:None, notes:None
1173 | 11849 | L21S | ON | Ontario | HONI | 1 | ac | 50 | 30.864 | 80.1 | 49.444 | 230 | [6 empty] | 3 | 402 | 435 |  | ON_LLG_SWS |  | ON_KNB_JCT |  | circuit_id:281, owner:281, planning_rgn:None, num_of_circuits:None, current:None, line_segment_length_km:6, line_segment_length_mi:6, line_length_km:6, line_length_mi:6, voltage:6, reactance:24, smax:25, sum_ampacity:None, win_ampacity:None, sum_rating:None, win_rating:None, power_factor:None, win_capacity:23, starting_node_code:None, ending_node_name:281, ending_node_code:None, other_references:None, notes:None
1174 | 11850 | L22H | ON | Ontario | HONI | 1 | ac | 73 | 45.062 | 211.3 | 130.432 | 230 | [6 empty] | 1.71 | 229 | 248 |  | ON_HNB_SWS |  | ON_EAS_JCT |  | circuit_id:281, owner:281, planning_rgn:None, num_of_circuits:None, current:None, line_segment_length_km:6, line_segment_length_mi:6, line_length_km:6, line_length_mi:6, voltage:6, reactance:24, smax:25, sum_ampacity:None, win_ampacity:None, sum_rating:None, win_rating:None, power_factor:None, win_capacity:23, starting_node_code:None, ending_node_name:281, ending_node_code:None, other_references:None, notes:None
1175 | 11851 | L22H | ON | Ontario | HONI | 1 | ac | 0.3 | 0.185 | 211.3 | 130.432 | 230 | [6 empty] | 1.71 | 229 | 248 |  | ON_EAS_JCT |  | ON_EAY_JCT |  | circuit_id:281, owner:281, planning_rgn:None, num_of_circuits:None, current:None, line_segment_length_km:6, line_segment_length_mi:6, line_length_km:6, line_length_mi:6, voltage:6, reactance:24, smax:25, sum_ampacity:None, win_ampacity:None, sum_rating:None, win_rating:None, power_factor:None, win_capacity:23, starting_node_code:None, ending_node_name:281, ending_node_code:None, other_references:None, notes:None
1176 | 11852 | L22H | ON | Ontario | HONI | 1 | ac | 30 | 18.519 | 211.3 | 130.432 | 230 | [6 empty] | 1.71 | 229 | 248 |  | ON_EAS_JCT |  | ON_BRO_DSS |  | circuit_id:281, owner:281, planning_rgn:None, num_of_circuits:None, current:None, line_segment_length_km:6, line_segment_length_mi:6, line_length_km:6, line_length_mi:6, voltage:6, reactance:24, smax:25, sum_ampacity:None, win_ampacity:None, sum_rating:None, win_rating:None, power_factor:None, win_capacity:23, starting_node_code:None, ending_node_name:281, ending_node_code:None, other_references:None, notes:None
1177 | 11853 | L22H | ON | Ontario | HONI | 1 | ac | 18 | 11.111 | 211.3 | 130.432 | 230 | [6 empty] | 1.71 | 229 | 248 |  | ON_EAY_JCT |  | ON_SMF_DSS |  | circuit_id:281, owner:281, planning_rgn:None, num_of_circuits:None, current:None, line_segment_length_km:6, line_segment_length_mi:6, line_length_km:6, line_length_mi:6, voltage:6, reactance:24, smax:25, sum_ampacity:None, win_ampacity:None, sum_rating:None, win_rating:None, power_factor:None, win_capacity:23, starting_node_code:None, ending_node_name:281, ending_node_code:None, other_references:None, notes:None
1178 | 11854 | L22H | ON | Ontario | HONI | 1 | ac | 70 | 43.21 | 211.3 | 130.432 | 230 | [6 empty] | 1.71 | 229 | 248 |  | ON_EAY_JCT |  | ON_RSR_JCT |  | circuit_id:281, owner:281, planning_rgn:None, num_of_circuits:None, current:None, line_segment_length_km:6, line_segment_length_mi:6, line_length_km:6, line_length_mi:6, voltage:6, reactance:24, smax:25, sum_ampacity:None, win_ampacity:None, sum_rating:None, win_rating:None, power_factor:None, win_capacity:23, starting_node_code:None, ending_node_name:281, ending_node_code:None, other_references:None, notes:None
1179 | 11855 | L22H | ON | Ontario | HONI | 1 | ac | 20 | 12.346 | 211.3 | 130.432 | 230 | [6 empty] | 1.71 | 229 | 248 |  | ON_RSR_JCT |  | ON_STL_DSS |  | circuit_id:281, owner:281, planning_rgn:None, num_of_circuits:None, current:None, line_segment_length_km:6, line_segment_length_mi:6, line_length_km:6, line_length_mi:6, voltage:6, reactance:24, smax:25, sum_ampacity:None, win_ampacity:None, sum_rating:None, win_rating:None, power_factor:None, win_capacity:23, starting_node_code:None, ending_node_name:281, ending_node_code:None, other_references:None, notes:None
1180 | 11856 | L22K | ON | Ontario | HONI | 1 | ac | 0.1 | 0.062 | 3.6 | 2.222 | 230 | [6 empty] | 3 | 402 | 435 |  | ON_HAI_JCT |  | ON_APP_JCT |  | circuit_id:281, owner:281, planning_rgn:None, num_of_circuits:None, current:None, line_segment_length_km:7, line_segment_length_mi:7, line_length_km:7, line_length_mi:7, voltage:7, reactance:24, smax:25, sum_ampacity:None, win_ampacity:None, sum_rating:None, win_rating:None, power_factor:None, win_capacity:23, starting_node_code:None, ending_node_name:281, ending_node_code:None, other_references:None, notes:None
1181 | 11857 | L22K | ON | Ontario | HONI | 1 | ac | 0.1 | 0.062 | 3.6 | 2.222 | 230 | [6 empty] | 3 | 402 | 435 |  | ON_HAI_JCT |  | ON_APP_JCT |  | circuit_id:281, owner:281, planning_rgn:None, num_of_circuits:None, current:None, line_segment_length_km:7, line_segment_length_mi:7, line_length_km:7, line_length_mi:7, voltage:7, reactance:24, smax:25, sum_ampacity:None, win_ampacity:None, sum_rating:None, win_rating:None, power_factor:None, win_capacity:23, starting_node_code:None, ending_node_name:281, ending_node_code:None, other_references:None, notes:None
1182 | 11858 | L22K | ON | Ontario | HONI | 1 | ac | 3.4 | 2.099 | 3.6 | 2.222 | 230 | [6 empty] | 3 | 402 | 435 |  | ON_LKV_SWS |  | ON_HAI_JCT |  | circuit_id:281, owner:281, planning_rgn:None, num_of_circuits:None, current:None, line_segment_length_km:7, line_segment_length_mi:7, line_length_km:7, line_length_mi:7, voltage:7, reactance:24, smax:25, sum_ampacity:None, win_ampacity:None, sum_rating:None, win_rating:None, power_factor:None, win_capacity:23, starting_node_code:None, ending_node_name:281, ending_node_code:None, other_references:None, notes:None
1183 | 11859 | L23CK | ON | Ontario | HONI | 1 | ac | 0.1 | 0.062 | 3.7 | 2.284 | 230 | [6 empty] | 3 | 402 | 435 |  | ON_HAI_JCT |  | ON_APP_JCT |  | circuit_id:281, owner:281, planning_rgn:None, num_of_circuits:None, current:None, line_segment_length_km:7, line_segment_length_mi:7, line_length_km:7, line_length_mi:7, voltage:7, reactance:24, smax:25, sum_ampacity:None, win_ampacity:None, sum_rating:None, win_rating:None, power_factor:None, win_capacity:23, starting_node_code:None, ending_node_name:281, ending_node_code:None, other_references:None, notes:None
1184 | 11860 | L23CK | ON | Ontario | HONI | 1 | ac | 0.1 | 0.062 | 3.7 | 2.284 | 230 | [6 empty] | 3 | 402 | 435 |  | ON_HAI_JCT |  | ON_APP_JCT |  | circuit_id:281, owner:281, planning_rgn:None, num_of_circuits:None, current:None, line_segment_length_km:7, line_segment_length_mi:7, line_length_km:7, line_length_mi:7, voltage:7, reactance:24, smax:25, sum_ampacity:None, win_ampacity:None, sum_rating:None, win_rating:None, power_factor:None, win_capacity:23, starting_node_code:None, ending_node_name:281, ending_node_code:None, other_references:None, notes:None
1185 | 11861 | L23CK | ON | Ontario | HONI | 1 | ac | 3.5 | 2.16 | 3.7 | 2.284 | 230 | [6 empty] | 3 | 402 | 435 |  | ON_LKV_SWS |  | ON_HAI_JCT |  | circuit_id:281, owner:281, planning_rgn:None, num_of_circuits:None, current:None, line_segment_length_km:7, line_segment_length_mi:7, line_length_km:7, line_length_mi:7, voltage:7, reactance:24, smax:25, sum_ampacity:None, win_ampacity:None, sum_rating:None, win_rating:None, power_factor:None, win_capacity:23, starting_node_code:None, ending_node_name:281, ending_node_code:None, other_references:None, notes:None
1186 | 11862 | L23N | ON | Ontario | HONI | 1 | ac | 5.8 | 3.58 | 21.9 | 13.519 | 230 | [6 empty] | 3 | 402 | 435 |  | ON_SNS_TSS |  | ON_TLF_JCT |  | circuit_id:281, owner:281, planning_rgn:None, num_of_circuits:None, current:None, line_segment_length_km:7, line_segment_length_mi:7, line_length_km:7, line_length_mi:7, voltage:7, reactance:24, smax:25, sum_ampacity:None, win_ampacity:None, sum_rating:None, win_rating:None, power_factor:None, win_capacity:23, starting_node_code:None, ending_node_name:281, ending_node_code:None, other_references:None, notes:None
1187 | 11863 | L23N | ON | Ontario | HONI | 1 | ac | 0.9 | 0.556 | 21.9 | 13.519 | 230 | [6 empty] | 3 | 402 | 435 |  | ON_TLF_JCT |  | ON_DUP_JCT |  | circuit_id:281, owner:281, planning_rgn:None, num_of_circuits:None, current:None, line_segment_length_km:7, line_segment_length_mi:7, line_length_km:7, line_length_mi:7, voltage:7, reactance:24, smax:25, sum_ampacity:None, win_ampacity:None, sum_rating:None, win_rating:None, power_factor:None, win_capacity:23, starting_node_code:None, ending_node_name:281, ending_node_code:None, other_references:None, notes:None
1188 | 11864 | L23N | ON | Ontario | HONI | 1 | ac | 0.1 | 0.062 | 21.9 | 13.519 | 230 | [6 empty] | 3 | 402 | 435 |  | ON_DUP_JCT |  | ON_NSC_ISS |  | circuit_id:281, owner:281, planning_rgn:None, num_of_circuits:None, current:None, line_segment_length_km:7, line_segment_length_mi:7, line_length_km:7, line_length_mi:7, voltage:7, reactance:24, smax:25, sum_ampacity:None, win_ampacity:None, sum_rating:None, win_rating:None, power_factor:None, win_capacity:23, starting_node_code:None, ending_node_name:281, ending_node_code:None, other_references:None, notes:None
1189 | 11865 | L23N | ON | Ontario | HONI | 1 | ac | 0.1 | 0.062 | 21.9 | 13.519 | 230 | [6 empty] | 3 | 402 | 435 |  | ON_DUP_JCT |  | ON_SHL_ISS |  | circuit_id:281, owner:281, planning_rgn:None, num_of_circuits:None, current:None, line_segment_length_km:7, line_segment_length_mi:7, line_length_km:7, line_length_mi:7, voltage:7, reactance:24, smax:25, sum_ampacity:None, win_ampacity:None, sum_rating:None, win_rating:None, power_factor:None, win_capacity:23, starting_node_code:None, ending_node_name:281, ending_node_code:None, other_references:None, notes:None
1190 | 11866 | L23N | ON | Ontario | HONI | 1 | ac | 15 | 9.259 | 21.9 | 13.519 | 230 | [6 empty] | 3 | 402 | 435 |  | ON_TLF_JCT |  | ON_LMB_DSS |  | circuit_id:281, owner:281, planning_rgn:None, num_of_circuits:None, current:None, line_segment_length_km:7, line_segment_length_mi:7, line_length_km:7, line_length_mi:7, voltage:7, reactance:24, smax:25, sum_ampacity:None, win_ampacity:None, sum_rating:None, win_rating:None, power_factor:None, win_capacity:23, starting_node_code:None, ending_node_name:281, ending_node_code:None, other_references:None, notes:None
1191 | 11867 | L24A | ON | Ontario | HONI | 1 | ac | 20 | 12.346 | 75 | 46.296 | 230 | [6 empty] | 3 | 402 | 435 |  | ON_STL_DSS |  | ON_RSR_JCT |  | circuit_id:281, owner:281, planning_rgn:None, num_of_circuits:None, current:None, line_segment_length_km:7, line_segment_length_mi:7, line_length_km:7, line_length_mi:7, voltage:7, reactance:24, smax:25, sum_ampacity:None, win_ampacity:None, sum_rating:None, win_rating:None, power_factor:None, win_capacity:23, starting_node_code:None, ending_node_name:281, ending_node_code:None, other_references:None, notes:None
1192 | 11868 | L24A | ON | Ontario | HONI | 1 | ac | 55 | 33.951 | 75 | 46.296 | 230 | [6 empty] | 3 | 402 | 435 |  | ON_RSR_JCT |  | ON_HWT_TSS |  | circuit_id:281, owner:281, planning_rgn:None, num_of_circuits:None, current:None, line_segment_length_km:7, line_segment_length_mi:7, line_length_km:7, line_length_mi:7, voltage:7, reactance:24, smax:25, sum_ampacity:None, win_ampacity:None, sum_rating:None, win_rating:None, power_factor:None, win_capacity:23, starting_node_code:None, ending_node_name:281, ending_node_code:None, other_references:None, notes:None
1193 | 11869 | L24CR | ON | Ontario | HONI | 1 | ac | 0.1 | 0.062 | 3.9 | 2.407 | 230 | [6 empty] | 3 | 402 | 435 |  | ON_HAI_JCT |  | ON_APP_JCT |  | circuit_id:281, owner:281, planning_rgn:None, num_of_circuits:None, current:None, line_segment_length_km:7, line_segment_length_mi:7, line_length_km:7, line_length_mi:7, voltage:7, reactance:24, smax:25, sum_ampacity:None, win_ampacity:None, sum_rating:None, win_rating:None, power_factor:None, win_capacity:23, starting_node_code:None, ending_node_name:281, ending_node_code:None, other_references:None, notes:None
1194 | 11870 | L24CR | ON | Ontario | HONI | 1 | ac | 0.1 | 0.062 | 3.9 | 2.407 | 230 | [6 empty] | 3 | 402 | 435 |  | ON_HAI_JCT |  | ON_APP_JCT |  | circuit_id:281, owner:281, planning_rgn:None, num_of_circuits:None, current:None, line_segment_length_km:7, line_segment_length_mi:7, line_length_km:7, line_length_mi:7, voltage:7, reactance:24, smax:25, sum_ampacity:None, win_ampacity:None, sum_rating:None, win_rating:None, power_factor:None, win_capacity:23, starting_node_code:None, ending_node_name:281, ending_node_code:None, other_references:None, notes:None
1195 | 11871 | L24CR | ON | Ontario | HONI | 1 | ac | 3.7 | 2.284 | 3.9 | 2.407 | 230 | [6 empty] | 3 | 402 | 435 |  | ON_LKV_SWS |  | ON_HAI_JCT |  | circuit_id:281, owner:281, planning_rgn:None, num_of_circuits:None, current:None, line_segment_length_km:7, line_segment_length_mi:7, line_length_km:7, line_length_mi:7, voltage:7, reactance:24, smax:25, sum_ampacity:None, win_ampacity:None, sum_rating:None, win_rating:None, power_factor:None, win_capacity:23, starting_node_code:None, ending_node_name:281, ending_node_code:None, other_references:None, notes:None
1196 | 11872 | L24L | ON | Ontario | HONI | 1 | ac | 80 | 49.383 | 80 | 49.383 | 230 | [6 empty] | 3 | 402 | 435 |  | ON_LMB_DSS |  | ON_LGW_DSS |  | circuit_id:281, owner:281, planning_rgn:None, num_of_circuits:None, current:None, line_segment_length_km:6, line_segment_length_mi:6, line_length_km:6, line_length_mi:6, voltage:6, reactance:24, smax:25, sum_ampacity:None, win_ampacity:None, sum_rating:None, win_rating:None, power_factor:None, win_capacity:23, starting_node_code:None, ending_node_name:281, ending_node_code:None, other_references:None, notes:None
1197 | 11873 | L25V | ON | Ontario | HONI | 1 | ac | 9.4 | 5.802 | 9.94 | 6.136 | 230 | [6 empty] | 3 | 402 | 435 |  | ON_LMB_DSS |  | ON_NVM_JCT |  | circuit_id:281, owner:281, planning_rgn:None, num_of_circuits:None, current:None, line_segment_length_km:7, line_segment_length_mi:7, line_length_km:7, line_length_mi:7, voltage:7, reactance:24, smax:25, sum_ampacity:None, win_ampacity:None, sum_rating:None, win_rating:None, power_factor:None, win_capacity:23, starting_node_code:None, ending_node_name:281, ending_node_code:None, other_references:None, notes:None
1198 | 11874 | L25V | ON | Ontario | HONI | 1 | ac | 0.27 | 0.167 | 9.94 | 6.136 | 230 | [6 empty] | 3 | 402 | 435 |  | ON_NVM_JCT |  | ON_NVM_ISS |  | circuit_id:281, owner:281, planning_rgn:None, num_of_circuits:None, current:None, line_segment_length_km:7, line_segment_length_mi:7, line_length_km:7, line_length_mi:7, voltage:7, reactance:24, smax:25, sum_ampacity:None, win_ampacity:None, sum_rating:None, win_rating:None, power_factor:None, win_capacity:23, starting_node_code:None, ending_node_name:281, ending_node_code:None, other_references:None, notes:None
1199 | 11875 | L25V | ON | Ontario | HONI | 1 | ac | 0.27 | 0.167 | 9.94 | 6.136 | 230 | [6 empty] | 3 | 402 | 435 |  | ON_NVM_JCT |  | ON_NOV_SWS |  | circuit_id:281, owner:281, planning_rgn:None, num_of_circuits:None, current:None, line_segment_length_km:7, line_segment_length_mi:7, line_length_km:7, line_length_mi:7, voltage:7, reactance:24, smax:25, sum_ampacity:None, win_ampacity:None, sum_rating:None, win_rating:None, power_factor:None, win_capacity:23, starting_node_code:None, ending_node_name:281, ending_node_code:None, other_references:None, notes:None
1200 | 11876 | L26L | ON | Ontario | HONI | 1 | ac | 80 | 49.383 | 80 | 49.383 | 230 | [6 empty] | 3 | 402 | 435 |  | ON_LMB_DSS |  | ON_LGW_DSS |  | circuit_id:281, owner:281, planning_rgn:None, num_of_circuits:None, current:None, line_segment_length_km:6, line_segment_length_mi:6, line_length_km:6, line_length_mi:6, voltage:6, reactance:24, smax:25, sum_ampacity:None, win_ampacity:None, sum_rating:None, win_rating:None, power_factor:None, win_capacity:23, starting_node_code:None, ending_node_name:281, ending_node_code:None, other_references:None, notes:None
1201 | 11877 | L27V | ON | Ontario | HONI | 1 | ac | 9.4 | 5.802 | 14.14 | 8.728 | 230 | [6 empty] | 3 | 402 | 435 |  | ON_LMB_DSS |  | ON_NVM_JCT |  | circuit_id:281, owner:281, planning_rgn:None, num_of_circuits:None, current:None, line_segment_length_km:7, line_segment_length_mi:7, line_length_km:7, line_length_mi:7, voltage:7, reactance:24, smax:25, sum_ampacity:None, win_ampacity:None, sum_rating:None, win_rating:None, power_factor:None, win_capacity:23, starting_node_code:None, ending_node_name:281, ending_node_code:None, other_references:None, notes:None
1202 | 11878 | L27V | ON | Ontario | HONI | 1 | ac | 0.27 | 0.167 | 14.14 | 8.728 | 230 | [6 empty] | 3 | 402 | 435 |  | ON_NVM_JCT |  | ON_NVM_ISS |  | circuit_id:281, owner:281, planning_rgn:None, num_of_circuits:None, current:None, line_segment_length_km:7, line_segment_length_mi:7, line_length_km:7, line_length_mi:7, voltage:7, reactance:24, smax:25, sum_ampacity:None, win_ampacity:None, sum_rating:None, win_rating:None, power_factor:None, win_capacity:23, starting_node_code:None, ending_node_name:281, ending_node_code:None, other_references:None, notes:None
1203 | 11879 | L27V | ON | Ontario | HONI | 1 | ac | 0.27 | 0.167 | 14.14 | 8.728 | 230 | [6 empty] | 3 | 402 | 435 |  | ON_NVM_JCT |  | ON_NOV_SWS |  | circuit_id:281, owner:281, planning_rgn:None, num_of_circuits:None, current:None, line_segment_length_km:7, line_segment_length_mi:7, line_length_km:7, line_length_mi:7, voltage:7, reactance:24, smax:25, sum_ampacity:None, win_ampacity:None, sum_rating:None, win_rating:None, power_factor:None, win_capacity:23, starting_node_code:None, ending_node_name:281, ending_node_code:None, other_references:None, notes:None
1204 | 11880 | L27V | ON | Ontario | HONI | 1 | ac | 4.2 | 2.593 | 14.14 | 8.728 | 230 | [6 empty] | 3 | 402 | 435 |  | ON_NOV_SWS |  | ON_NVC_ISS |  | circuit_id:281, owner:281, planning_rgn:None, num_of_circuits:None, current:None, line_segment_length_km:7, line_segment_length_mi:7, line_length_km:7, line_length_mi:7, voltage:7, reactance:24, smax:25, sum_ampacity:None, win_ampacity:None, sum_rating:None, win_rating:None, power_factor:None, win_capacity:23, starting_node_code:None, ending_node_name:281, ending_node_code:None, other_references:None, notes:None
1205 | 11881 | L28C | ON | Ontario | HONI | 1 | ac | 3 | 1.852 | 64.7 | 39.938 | 230 | [6 empty] | 3 | 402 | 435 |  | ON_LMB_DSS |  | ON_GSP_JCT |  | circuit_id:281, owner:281, planning_rgn:None, num_of_circuits:None, current:None, line_segment_length_km:6, line_segment_length_mi:6, line_length_km:6, line_length_mi:6, voltage:6, reactance:24, smax:25, sum_ampacity:None, win_ampacity:None, sum_rating:None, win_rating:None, power_factor:None, win_capacity:23, starting_node_code:None, ending_node_name:281, ending_node_code:None, other_references:None, notes:None
1206 | 11882 | L28C | ON | Ontario | HONI | 1 | ac | 54 | 33.333 | 64.7 | 39.938 | 230 | [6 empty] | 3 | 402 | 435 |  | ON_GSP_JCT |  | ON_LYN_JCT |  | circuit_id:281, owner:281, planning_rgn:None, num_of_circuits:None, current:None, line_segment_length_km:6, line_segment_length_mi:6, line_length_km:6, line_length_mi:6, voltage:6, reactance:24, smax:25, sum_ampacity:None, win_ampacity:None, sum_rating:None, win_rating:None, power_factor:None, win_capacity:23, starting_node_code:None, ending_node_name:281, ending_node_code:None, other_references:None, notes:None
1207 | 11883 | L28C | ON | Ontario | HONI | 1 | ac | 3.1 | 1.914 | 64.7 | 39.938 | 230 | [6 empty] | 3 | 402 | 435 |  | ON_LYN_JCT |  | ON_KNT_DSS |  | circuit_id:281, owner:281, planning_rgn:None, num_of_circuits:None, current:None, line_segment_length_km:7, line_segment_length_mi:7, line_length_km:7, line_length_mi:7, voltage:7, reactance:24, smax:25, sum_ampacity:None, win_ampacity:None, sum_rating:None, win_rating:None, power_factor:None, win_capacity:23, starting_node_code:None, ending_node_name:281, ending_node_code:None, other_references:None, notes:None
1208 | 11884 | L28C | ON | Ontario | HONI | 1 | ac | 4.6 | 2.84 | 64.7 | 39.938 | 230 | [6 empty] | 3 | 402 | 435 |  | ON_LYN_JCT |  | ON_CHT_SWS |  | circuit_id:281, owner:281, planning_rgn:None, num_of_circuits:None, current:None, line_segment_length_km:7, line_segment_length_mi:7, line_length_km:7, line_length_mi:7, voltage:7, reactance:24, smax:25, sum_ampacity:None, win_ampacity:None, sum_rating:None, win_rating:None, power_factor:None, win_capacity:23, starting_node_code:None, ending_node_name:281, ending_node_code:None, other_references:None, notes:None
1209 | 11885 | L29C | ON | Ontario | HONI | 1 | ac | 33 | 20.37 | 61.9 | 38.21 | 230 | [6 empty] | 3 | 402 | 435 |  | ON_LMB_DSS |  | ON_ESC_JCT |  | circuit_id:281, owner:281, planning_rgn:None, num_of_circuits:None, current:None, line_segment_length_km:6, line_segment_length_mi:6, line_length_km:6, line_length_mi:6, voltage:6, reactance:24, smax:25, sum_ampacity:None, win_ampacity:None, sum_rating:None, win_rating:None, power_factor:None, win_capacity:23, starting_node_code:None, ending_node_name:281, ending_node_code:None, other_references:None, notes:None
1210 | 11886 | L29C | ON | Ontario | HONI | 1 | ac | 0.1 | 0.062 | 61.9 | 38.21 | 230 | [6 empty] | 3 | 402 | 435 |  | ON_ESC_JCT |  | ON_ESC_GSS |  | circuit_id:281, owner:281, planning_rgn:None, num_of_circuits:None, current:None, line_segment_length_km:6, line_segment_length_mi:6, line_length_km:6, line_length_mi:6, voltage:6, reactance:24, smax:25, sum_ampacity:None, win_ampacity:None, sum_rating:None, win_rating:None, power_factor:None, win_capacity:23, starting_node_code:None, ending_node_name:281, ending_node_code:None, other_references:None, notes:None
1211 | 11887 | L29C | ON | Ontario | HONI | 1 | ac | 3 | 1.852 | 61.9 | 38.21 | 230 | [6 empty] | 3 | 402 | 435 |  | ON_ESC_JCT |  | ON_NOK_JCT |  | circuit_id:281, owner:281, planning_rgn:None, num_of_circuits:None, current:None, line_segment_length_km:6, line_segment_length_mi:6, line_length_km:6, line_length_mi:6, voltage:6, reactance:24, smax:25, sum_ampacity:None, win_ampacity:None, sum_rating:None, win_rating:None, power_factor:None, win_capacity:23, starting_node_code:None, ending_node_name:281, ending_node_code:None, other_references:None, notes:None
1212 | 11888 | L29C | ON | Ontario | HONI | 1 | ac | 0.1 | 0.062 | 61.9 | 38.21 | 230 | [6 empty] | 3 | 402 | 435 |  | ON_NOK_JCT |  | ON_NOK_GSS |  | circuit_id:281, owner:281, planning_rgn:None, num_of_circuits:None, current:None, line_segment_length_km:6, line_segment_length_mi:6, line_length_km:6, line_length_mi:6, voltage:6, reactance:24, smax:25, sum_ampacity:None, win_ampacity:None, sum_rating:None, win_rating:None, power_factor:None, win_capacity:23, starting_node_code:None, ending_node_name:281, ending_node_code:None, other_references:None, notes:None
1213 | 11889 | L29C | ON | Ontario | HONI | 1 | ac | 18 | 11.111 | 61.9 | 38.21 | 230 | [6 empty] | 3 | 402 | 435 |  | ON_NOK_JCT |  | ON_LYN_JCT |  | circuit_id:281, owner:281, planning_rgn:None, num_of_circuits:None, current:None, line_segment_length_km:6, line_segment_length_mi:6, line_length_km:6, line_length_mi:6, voltage:6, reactance:24, smax:25, sum_ampacity:None, win_ampacity:None, sum_rating:None, win_rating:None, power_factor:None, win_capacity:23, starting_node_code:None, ending_node_name:281, ending_node_code:None, other_references:None, notes:None
1214 | 11890 | L29C | ON | Ontario | HONI | 1 | ac | 3.1 | 1.914 | 61.9 | 38.21 | 230 | [6 empty] | 3 | 402 | 435 |  | ON_LYN_JCT |  | ON_KNT_DSS |  | circuit_id:281, owner:281, planning_rgn:None, num_of_circuits:None, current:None, line_segment_length_km:7, line_segment_length_mi:7, line_length_km:7, line_length_mi:7, voltage:7, reactance:24, smax:25, sum_ampacity:None, win_ampacity:None, sum_rating:None, win_rating:None, power_factor:None, win_capacity:23, starting_node_code:None, ending_node_name:281, ending_node_code:None, other_references:None, notes:None
1215 | 11891 | L29C | ON | Ontario | HONI | 1 | ac | 4.6 | 2.84 | 61.9 | 38.21 | 230 | [6 empty] | 3 | 402 | 435 |  | ON_LYN_JCT |  | ON_CHT_SWS |  | circuit_id:281, owner:281, planning_rgn:None, num_of_circuits:None, current:None, line_segment_length_km:7, line_segment_length_mi:7, line_length_km:7, line_length_mi:7, voltage:7, reactance:24, smax:25, sum_ampacity:None, win_ampacity:None, sum_rating:None, win_rating:None, power_factor:None, win_capacity:23, starting_node_code:None, ending_node_name:281, ending_node_code:None, other_references:None, notes:None
1216 | 11892 | L2M | ON | Ontario | HONI | 1 | ac | 11 | 6.79 | 202.2 | 124.815 | 115 | [6 empty] | 1.76 | 58 | 64 |  | ON_BRO_DSS |  | ON_BRC_JCT |  | circuit_id:281, owner:281, planning_rgn:None, num_of_circuits:None, current:None, line_segment_length_km:6, line_segment_length_mi:6, line_length_km:6, line_length_mi:6, voltage:6, reactance:24, smax:25, sum_ampacity:None, win_ampacity:None, sum_rating:None, win_rating:None, power_factor:None, win_capacity:23, starting_node_code:None, ending_node_name:281, ending_node_code:None, other_references:None, notes:None
1217 | 11893 | L2M | ON | Ontario | HONI | 1 | ac | 2 | 1.235 | 202.2 | 124.815 | 115 | [6 empty] | 1.76 | 58 | 64 |  | ON_BRC_JCT |  | ON_DYN_ISS |  | circuit_id:281, owner:281, planning_rgn:None, num_of_circuits:None, current:None, line_segment_length_km:6, line_segment_length_mi:6, line_length_km:6, line_length_mi:6, voltage:6, reactance:24, smax:25, sum_ampacity:None, win_ampacity:None, sum_rating:None, win_rating:None, power_factor:None, win_capacity:23, starting_node_code:None, ending_node_name:281, ending_node_code:None, other_references:None, notes:None
1218 | 11894 | L2M | ON | Ontario | HONI | 1 | ac | 25 | 15.432 | 202.2 | 124.815 | 115 | [6 empty] | 1.76 | 58 | 64 |  | ON_BRC_JCT |  | ON_CSC_JCT |  | circuit_id:281, owner:281, planning_rgn:None, num_of_circuits:None, current:None, line_segment_length_km:6, line_segment_length_mi:6, line_length_km:6, line_length_mi:6, voltage:6, reactance:24, smax:25, sum_ampacity:None, win_ampacity:None, sum_rating:None, win_rating:None, power_factor:None, win_capacity:23, starting_node_code:None, ending_node_name:281, ending_node_code:None, other_references:None, notes:None
1219 | 11895 | L2M | ON | Ontario | HONI | 1 | ac | 5 | 3.086 | 202.2 | 124.815 | 115 | [6 empty] | 1.76 | 58 | 64 |  | ON_CSC_JCT |  | ON_CDP_GSS |  | circuit_id:281, owner:281, planning_rgn:None, num_of_circuits:None, current:None, line_segment_length_km:6, line_segment_length_mi:6, line_length_km:6, line_length_mi:6, voltage:6, reactance:24, smax:25, sum_ampacity:None, win_ampacity:None, sum_rating:None, win_rating:None, power_factor:None, win_capacity:23, starting_node_code:None, ending_node_name:281, ending_node_code:None, other_references:None, notes:None
1220 | 11896 | L2M | ON | Ontario | HONI | 1 | ac | 25 | 15.432 | 202.2 | 124.815 | 115 | [6 empty] | 1.76 | 58 | 64 |  | ON_CSC_JCT |  | ON_MRB_JCT |  | circuit_id:281, owner:281, planning_rgn:None, num_of_circuits:None, current:None, line_segment_length_km:6, line_segment_length_mi:6, line_length_km:6, line_length_mi:6, voltage:6, reactance:24, smax:25, sum_ampacity:None, win_ampacity:None, sum_rating:None, win_rating:None, power_factor:None, win_capacity:23, starting_node_code:None, ending_node_name:281, ending_node_code:None, other_references:None, notes:None
1221 | 11897 | L2M | ON | Ontario | HONI | 1 | ac | 5 | 3.086 | 202.2 | 124.815 | 115 | [6 empty] | 1.76 | 58 | 64 |  | ON_MRB_JCT |  | ON_MRB_DSS |  | circuit_id:281, owner:281, planning_rgn:None, num_of_circuits:None, current:None, line_segment_length_km:6, line_segment_length_mi:6, line_length_km:6, line_length_mi:6, voltage:6, reactance:24, smax:25, sum_ampacity:None, win_ampacity:None, sum_rating:None, win_rating:None, power_factor:None, win_capacity:23, starting_node_code:None, ending_node_name:281, ending_node_code:None, other_references:None, notes:None
1222 | 11898 | L2M | ON | Ontario | HONI | 1 | ac | 26 | 16.049 | 202.2 | 124.815 | 115 | [6 empty] | 1.76 | 58 | 64 |  | ON_MRB_JCT |  | ON_LUN_JCT |  | circuit_id:281, owner:281, planning_rgn:None, num_of_circuits:None, current:None, line_segment_length_km:6, line_segment_length_mi:6, line_length_km:6, line_length_mi:6, voltage:6, reactance:24, smax:25, sum_ampacity:None, win_ampacity:None, sum_rating:None, win_rating:None, power_factor:None, win_capacity:23, starting_node_code:None, ending_node_name:281, ending_node_code:None, other_references:None, notes:None
1223 | 11899 | L2M | ON | Ontario | HONI | 1 | ac | 20 | 12.346 | 202.2 | 124.815 | 115 | [6 empty] | 1.76 | 58 | 64 |  | ON_LUN_JCT |  | ON_STL_DSS |  | circuit_id:281, owner:281, planning_rgn:None, num_of_circuits:None, current:None, line_segment_length_km:6, line_segment_length_mi:6, line_length_km:6, line_length_mi:6, voltage:6, reactance:24, smax:25, sum_ampacity:None, win_ampacity:None, sum_rating:None, win_rating:None, power_factor:None, win_capacity:23, starting_node_code:None, ending_node_name:281, ending_node_code:None, other_references:None, notes:None
1224 | 11900 | L2M | ON | Ontario | HONI | 1 | ac | 8 | 4.938 | 202.2 | 124.815 | 115 | [6 empty] | 1.76 | 58 | 64 |  | ON_LUN_JCT |  | ON_NWG_JCT |  | circuit_id:281, owner:281, planning_rgn:None, num_of_circuits:None, current:None, line_segment_length_km:6, line_segment_length_mi:6, line_length_km:6, line_length_mi:6, voltage:6, reactance:24, smax:25, sum_ampacity:None, win_ampacity:None, sum_rating:None, win_rating:None, power_factor:None, win_capacity:23, starting_node_code:None, ending_node_name:281, ending_node_code:None, other_references:None, notes:None
1225 | 11901 | L2M | ON | Ontario | HONI | 1 | ac | 0.1 | 0.062 | 202.2 | 124.815 | 115 | [6 empty] | 1.76 | 58 | 64 |  | ON_NWG_JCT |  | ON_NWG_DSS |  | circuit_id:281, owner:281, planning_rgn:None, num_of_circuits:None, current:None, line_segment_length_km:6, line_segment_length_mi:6, line_length_km:6, line_length_mi:6, voltage:6, reactance:24, smax:25, sum_ampacity:None, win_ampacity:None, sum_rating:None, win_rating:None, power_factor:None, win_capacity:23, starting_node_code:None, ending_node_name:281, ending_node_code:None, other_references:None, notes:None
1226 | 11902 | L2M | ON | Ontario | HONI | 1 | ac | 12 | 7.407 | 202.2 | 124.815 | 115 | [6 empty] | 1.76 | 58 | 64 |  | ON_NWG_JCT |  | ON_CLS_JCT |  | circuit_id:281, owner:281, planning_rgn:None, num_of_circuits:None, current:None, line_segment_length_km:6, line_segment_length_mi:6, line_length_km:6, line_length_mi:6, voltage:6, reactance:24, smax:25, sum_ampacity:None, win_ampacity:None, sum_rating:None, win_rating:None, power_factor:None, win_capacity:23, starting_node_code:None, ending_node_name:281, ending_node_code:None, other_references:None, notes:None
1227 | 11903 | L2M | ON | Ontario | HONI | 1 | ac | 5 | 3.086 | 202.2 | 124.815 | 115 | [6 empty] | 1.76 | 58 | 64 |  | ON_CLS_JCT |  | ON_CHS_DSS |  | circuit_id:281, owner:281, planning_rgn:None, num_of_circuits:None, current:None, line_segment_length_km:6, line_segment_length_mi:6, line_length_km:6, line_length_mi:6, voltage:6, reactance:24, smax:25, sum_ampacity:None, win_ampacity:None, sum_rating:None, win_rating:None, power_factor:None, win_capacity:23, starting_node_code:None, ending_node_name:281, ending_node_code:None, other_references:None, notes:None
1228 | 11904 | L2M | ON | Ontario | HONI | 1 | ac | 0.1 | 0.062 | 202.2 | 124.815 | 115 | [6 empty] | 1.76 | 58 | 64 |  | ON_CLN_JCT |  | ON_CLS_JCT |  | circuit_id:281, owner:281, planning_rgn:None, num_of_circuits:None, current:None, line_segment_length_km:6, line_segment_length_mi:6, line_length_km:6, line_length_mi:6, voltage:6, reactance:24, smax:25, sum_ampacity:None, win_ampacity:None, sum_rating:None, win_rating:None, power_factor:None, win_capacity:23, starting_node_code:None, ending_node_name:281, ending_node_code:None, other_references:None, notes:None
1229 | 11905 | L2M | ON | Ontario | HONI | 1 | ac | 5 | 3.086 | 202.2 | 124.815 | 115 | [6 empty] | 1.76 | 58 | 64 |  | ON_CLN_JCT |  | ON_CHS_DSS |  | circuit_id:281, owner:281, planning_rgn:None, num_of_circuits:None, current:None, line_segment_length_km:6, line_segment_length_mi:6, line_length_km:6, line_length_mi:6, voltage:6, reactance:24, smax:25, sum_ampacity:None, win_ampacity:None, sum_rating:None, win_rating:None, power_factor:None, win_capacity:23, starting_node_code:None, ending_node_name:281, ending_node_code:None, other_references:None, notes:None
1230 | 11906 | L2M | ON | Ontario | HONI | 1 | ac | 15 | 9.259 | 202.2 | 124.815 | 115 | [6 empty] | 1.76 | 58 | 64 |  | ON_CLN_JCT |  | ON_MRN_JCT |  | circuit_id:281, owner:281, planning_rgn:None, num_of_circuits:None, current:None, line_segment_length_km:6, line_segment_length_mi:6, line_length_km:6, line_length_mi:6, voltage:6, reactance:24, smax:25, sum_ampacity:None, win_ampacity:None, sum_rating:None, win_rating:None, power_factor:None, win_capacity:23, starting_node_code:None, ending_node_name:281, ending_node_code:None, other_references:None, notes:None
1231 | 11907 | L2M | ON | Ontario | HONI | 1 | ac | 0.1 | 0.062 | 202.2 | 124.815 | 115 | [6 empty] | 1.76 | 58 | 64 |  | ON_MRN_JCT |  | ON_MRN_DSS |  | circuit_id:281, owner:281, planning_rgn:None, num_of_circuits:None, current:None, line_segment_length_km:6, line_segment_length_mi:6, line_length_km:6, line_length_mi:6, voltage:6, reactance:24, smax:25, sum_ampacity:None, win_ampacity:None, sum_rating:None, win_rating:None, power_factor:None, win_capacity:23, starting_node_code:None, ending_node_name:281, ending_node_code:None, other_references:None, notes:None
1232 | 11908 | L2M | ON | Ontario | HONI | 1 | ac | 10 | 6.173 | 202.2 | 124.815 | 115 | [6 empty] | 1.76 | 58 | 64 |  | ON_MRN_JCT |  | ON_OSG_JCT |  | circuit_id:281, owner:281, planning_rgn:None, num_of_circuits:None, current:None, line_segment_length_km:6, line_segment_length_mi:6, line_length_km:6, line_length_mi:6, voltage:6, reactance:24, smax:25, sum_ampacity:None, win_ampacity:None, sum_rating:None, win_rating:None, power_factor:None, win_capacity:23, starting_node_code:None, ending_node_name:281, ending_node_code:None, other_references:None, notes:None
1233 | 11909 | L2M | ON | Ontario | HONI | 1 | ac | 8 | 4.938 | 202.2 | 124.815 | 115 | [6 empty] | 1.76 | 58 | 64 |  | ON_OSG_JCT |  | ON_RSL_DSS |  | circuit_id:281, owner:281, planning_rgn:None, num_of_circuits:None, current:None, line_segment_length_km:7, line_segment_length_mi:7, line_length_km:7, line_length_mi:7, voltage:7, reactance:24, smax:25, sum_ampacity:None, win_ampacity:None, sum_rating:None, win_rating:None, power_factor:None, win_capacity:23, starting_node_code:None, ending_node_name:281, ending_node_code:None, other_references:None, notes:None
1234 | 11910 | L2M | ON | Ontario | HONI | 1 | ac | 12 | 7.407 | 202.2 | 124.815 | 115 | [6 empty] | 1.76 | 58 | 64 |  | ON_OSG_JCT |  | ON_LBK_JCT |  | circuit_id:281, owner:281, planning_rgn:None, num_of_circuits:None, current:None, line_segment_length_km:7, line_segment_length_mi:7, line_length_km:7, line_length_mi:7, voltage:7, reactance:24, smax:25, sum_ampacity:None, win_ampacity:None, sum_rating:None, win_rating:None, power_factor:None, win_capacity:23, starting_node_code:None, ending_node_name:281, ending_node_code:None, other_references:None, notes:None
1235 | 11911 | L2M | ON | Ontario | HONI | 3 | ac | 0.1 | 0.062 | 202.2 | 124.815 | 115 | [6 empty] | 1.76 | 58 | 64 |  | ON_LBK_JCT |  | ON_LBK_DSS |  | circuit_id:281, owner:281, planning_rgn:None, num_of_circuits:None, current:None, line_segment_length_km:7, line_segment_length_mi:7, line_length_km:7, line_length_mi:7, voltage:7, reactance:24, smax:25, sum_ampacity:None, win_ampacity:None, sum_rating:None, win_rating:None, power_factor:None, win_capacity:23, starting_node_code:None, ending_node_name:281, ending_node_code:None, other_references:None, notes:None
1236 | 11912 | L2M | ON | Ontario | HONI | 1 | ac | 7.8 | 4.815 | 202.2 | 124.815 | 115 | [6 empty] | 1.76 | 58 | 64 |  | ON_LBK_JCT |  | ON_MER_TSS |  | circuit_id:281, owner:281, planning_rgn:None, num_of_circuits:None, current:None, line_segment_length_km:7, line_segment_length_mi:7, line_length_km:7, line_length_mi:7, voltage:7, reactance:24, smax:25, sum_ampacity:None, win_ampacity:None, sum_rating:None, win_rating:None, power_factor:None, win_capacity:23, starting_node_code:None, ending_node_name:281, ending_node_code:None, other_references:None, notes:None
1237 | 11913 | L2Y | ON | Ontario | HONI | 1 | ac | 5.7 | 3.519 | 5.7 | 3.519 | 115 | [6 empty] | 3 | 98 | 108 |  | ON_LES_DSS |  | ON_GLG_DSS |  | circuit_id:281, owner:281, planning_rgn:None, num_of_circuits:None, current:None, line_segment_length_km:7, line_segment_length_mi:7, line_length_km:7, line_length_mi:7, voltage:7, reactance:24, smax:25, sum_ampacity:None, win_ampacity:None, sum_rating:None, win_rating:None, power_factor:None, win_capacity:23, starting_node_code:None, ending_node_name:281, ending_node_code:None, other_references:None, notes:None
1238 | 11914 | L33P | ON | Ontario | HONI | 1 | ac | 4.3 | 2.654 | 4.3 | 2.654 | 230 | [6 empty] | 3 | 0 | 0 |  | ON_STL_DSS |  | XX_ONUS6_INT |  | circuit_id:281, owner:281, planning_rgn:None, num_of_circuits:None, current:None, line_segment_length_km:7, line_segment_length_mi:7, line_length_km:7, line_length_mi:7, voltage:7, reactance:24, smax:25, sum_ampacity:None, win_ampacity:None, sum_rating:None, win_rating:None, power_factor:None, win_capacity:169, starting_node_code:None, ending_node_name:281, ending_node_code:None, other_references:None, notes:None
1239 | 11915 | L34P | ON | Ontario | HONI | 1 | ac | 4.3 | 2.654 | 4.3 | 2.654 | 230 | [6 empty] | 3 | 0 | 0 |  | ON_STL_DSS |  | XX_ONUS6_INT |  | circuit_id:281, owner:281, planning_rgn:None, num_of_circuits:None, current:None, line_segment_length_km:7, line_segment_length_mi:7, line_length_km:7, line_length_mi:7, voltage:7, reactance:24, smax:25, sum_ampacity:None, win_ampacity:None, sum_rating:None, win_rating:None, power_factor:None, win_capacity:169, starting_node_code:None, ending_node_name:281, ending_node_code:None, other_references:None, notes:None
1240 | 11916 | L37G | ON | Ontario | HONI | 1 | ac | 7 | 4.321 | 7.1 | 4.383 | 230 | [6 empty] | 3 | 402 | 435 |  | ON_LMB_DSS |  | ON_GRF_JCT |  | circuit_id:281, owner:281, planning_rgn:None, num_of_circuits:None, current:None, line_segment_length_km:6, line_segment_length_mi:6, line_length_km:6, line_length_mi:6, voltage:6, reactance:24, smax:25, sum_ampacity:None, win_ampacity:None, sum_rating:None, win_rating:None, power_factor:None, win_capacity:23, starting_node_code:None, ending_node_name:281, ending_node_code:None, other_references:None, notes:None
1241 | 11917 | L37G | ON | Ontario | HONI | 1 | ac | 0.1 | 0.062 | 7.1 | 4.383 | 230 | [6 empty] | 3 | 402 | 435 |  | ON_GRF_JCT |  | ON_GRF_GSS |  | circuit_id:281, owner:281, planning_rgn:None, num_of_circuits:None, current:None, line_segment_length_km:6, line_segment_length_mi:6, line_length_km:6, line_length_mi:6, voltage:6, reactance:24, smax:25, sum_ampacity:None, win_ampacity:None, sum_rating:None, win_rating:None, power_factor:None, win_capacity:23, starting_node_code:None, ending_node_name:281, ending_node_code:None, other_references:None, notes:None
1242 | 11918 | L38G | ON | Ontario | HONI | 1 | ac | 7 | 4.321 | 7.1 | 4.383 | 230 | [6 empty] | 3 | 402 | 435 |  | ON_LMB_DSS |  | ON_GRF_JCT |  | circuit_id:281, owner:281, planning_rgn:None, num_of_circuits:None, current:None, line_segment_length_km:6, line_segment_length_mi:6, line_length_km:6, line_length_mi:6, voltage:6, reactance:24, smax:25, sum_ampacity:None, win_ampacity:None, sum_rating:None, win_rating:None, power_factor:None, win_capacity:23, starting_node_code:None, ending_node_name:281, ending_node_code:None, other_references:None, notes:None
1243 | 11919 | L38G | ON | Ontario | HONI | 1 | ac | 0.1 | 0.062 | 7.1 | 4.383 | 230 | [6 empty] | 3 | 402 | 435 |  | ON_GRF_JCT |  | ON_GRF_GSS |  | circuit_id:281, owner:281, planning_rgn:None, num_of_circuits:None, current:None, line_segment_length_km:6, line_segment_length_mi:6, line_length_km:6, line_length_mi:6, voltage:6, reactance:24, smax:25, sum_ampacity:None, win_ampacity:None, sum_rating:None, win_rating:None, power_factor:None, win_capacity:23, starting_node_code:None, ending_node_name:281, ending_node_code:None, other_references:None, notes:None
1244 | 11920 | L3P | ON | Ontario | HONI | 1 | ac | 5 | 3.086 | 5 | 3.086 | 115 | [6 empty] | 3 | 98 | 108 |  | ON_LKH_TSS |  | ON_PTA_DSS |  | circuit_id:281, owner:281, planning_rgn:None, num_of_circuits:None, current:None, line_segment_length_km:6, line_segment_length_mi:6, line_length_km:6, line_length_mi:6, voltage:6, reactance:24, smax:25, sum_ampacity:None, win_ampacity:None, sum_rating:None, win_rating:None, power_factor:None, win_capacity:23, starting_node_code:None, ending_node_name:281, ending_node_code:None, other_references:None, notes:None
1245 | 11921 | L4C | ON | Ontario | HONI | 1 | ac | 5.6 | 3.457 | 5.6 | 3.457 | 115 | [6 empty] | 3 | 98 | 108 |  | ON_LES_DSS |  | ON_CHL_DSS |  | circuit_id:281, owner:281, planning_rgn:None, num_of_circuits:None, current:None, line_segment_length_km:7, line_segment_length_mi:7, line_length_km:7, line_length_mi:7, voltage:7, reactance:24, smax:25, sum_ampacity:None, win_ampacity:None, sum_rating:None, win_rating:None, power_factor:None, win_capacity:23, starting_node_code:None, ending_node_name:281, ending_node_code:None, other_references:None, notes:None
1246 | 11922 | L4D | ON | Ontario | HONI | 1 | ac | 4 | 2.469 | 4 | 2.469 | 345 | [6 empty] | 3 | 845 | 845 |  | ON_LMB_DSS |  | XX_ONUS3_INT |  | circuit_id:281, owner:281, planning_rgn:None, num_of_circuits:None, current:None, line_segment_length_km:7, line_segment_length_mi:7, line_length_km:7, line_length_mi:7, voltage:7, reactance:24, smax:25, sum_ampacity:None, win_ampacity:None, sum_rating:None, win_rating:None, power_factor:None, win_capacity:169, starting_node_code:None, ending_node_name:281, ending_node_code:None, other_references:None, notes:None
1247 | 11923 | L4P | ON | Ontario | HONI | 1 | ac | 5 | 3.086 | 5 | 3.086 | 115 | [6 empty] | 3 | 98 | 108 |  | ON_LKH_TSS |  | ON_PTA_DSS |  | circuit_id:281, owner:281, planning_rgn:None, num_of_circuits:None, current:None, line_segment_length_km:6, line_segment_length_mi:6, line_length_km:6, line_length_mi:6, voltage:6, reactance:24, smax:25, sum_ampacity:None, win_ampacity:None, sum_rating:None, win_rating:None, power_factor:None, win_capacity:23, starting_node_code:None, ending_node_name:281, ending_node_code:None, other_references:None, notes:None
1248 | 11924 | L4S | ON | Ontario | HONI | 1 | ac | 4.5 | 2.778 | 4.5 | 2.778 | 115 | [6 empty] | 3 | 98 | 108 |  | ON_BMD_JCT |  | ON_SCB_DSS |  | circuit_id:281, owner:281, planning_rgn:None, num_of_circuits:None, current:None, line_segment_length_km:7, line_segment_length_mi:7, line_length_km:7, line_length_mi:7, voltage:7, reactance:24, smax:25, sum_ampacity:None, win_ampacity:None, sum_rating:None, win_rating:None, power_factor:None, win_capacity:23, starting_node_code:None, ending_node_name:281, ending_node_code:None, other_references:None, notes:None
1249 | 11925 | L51D | ON | Ontario | HONI | 1 | ac | 1.1 | 0.679 | 1.1 | 0.679 | 230 | [6 empty] | 3 | 0 | 0 |  | ON_LMB_DSS |  | XX_ONUS3_INT |  | circuit_id:281, owner:281, planning_rgn:None, num_of_circuits:None, current:None, line_segment_length_km:7, line_segment_length_mi:7, line_length_km:7, line_length_mi:7, voltage:7, reactance:24, smax:25, sum_ampacity:None, win_ampacity:None, sum_rating:None, win_rating:None, power_factor:None, win_capacity:169, starting_node_code:None, ending_node_name:281, ending_node_code:None, other_references:None, notes:None
1250 | 11926 | L5D | ON | Ontario | HONI | 1 | ac | 4.8 | 2.963 | 4.8 | 2.963 | 115 | [6 empty] | 3 | 98 | 108 |  | ON_LES_DSS |  | ON_DPX_DSS |  | circuit_id:281, owner:281, planning_rgn:None, num_of_circuits:None, current:None, line_segment_length_km:7, line_segment_length_mi:7, line_length_km:7, line_length_mi:7, voltage:7, reactance:24, smax:25, sum_ampacity:None, win_ampacity:None, sum_rating:None, win_rating:None, power_factor:None, win_capacity:23, starting_node_code:None, ending_node_name:281, ending_node_code:None, other_references:None, notes:None
1251 | 11927 | L5H | ON | Ontario | HONI | 1 | ac | 5 | 3.086 | 115 | 70.988 | 115 | [6 empty] | 2.55 | 84 | 92 |  | ON_CMM_JCT |  | ON_NBY_DSS |  | circuit_id:281, owner:281, planning_rgn:None, num_of_circuits:None, current:None, line_segment_length_km:6, line_segment_length_mi:6, line_length_km:6, line_length_mi:6, voltage:6, reactance:24, smax:25, sum_ampacity:None, win_ampacity:None, sum_rating:None, win_rating:None, power_factor:None, win_capacity:23, starting_node_code:None, ending_node_name:281, ending_node_code:None, other_references:None, notes:None
1252 | 11928 | L5H | ON | Ontario | HONI | 1 | ac | 40 | 24.691 | 115 | 70.988 | 115 | [6 empty] | 2.55 | 84 | 92 |  | ON_CRY_SWS |  | ON_CMM_JCT |  | circuit_id:281, owner:281, planning_rgn:None, num_of_circuits:None, current:None, line_segment_length_km:6, line_segment_length_mi:6, line_length_km:6, line_length_mi:6, voltage:6, reactance:24, smax:25, sum_ampacity:None, win_ampacity:None, sum_rating:None, win_rating:None, power_factor:None, win_capacity:23, starting_node_code:None, ending_node_name:281, ending_node_code:None, other_references:None, notes:None
1253 | 11929 | L5H | ON | Ontario | HONI | 1 | ac | 70 | 43.21 | 115 | 70.988 | 115 | [6 empty] | 2.55 | 84 | 92 |  | ON_NBY_DSS |  | ON_OTH_DSS |  | circuit_id:281, owner:281, planning_rgn:None, num_of_circuits:None, current:None, line_segment_length_km:6, line_segment_length_mi:6, line_length_km:6, line_length_mi:6, voltage:6, reactance:24, smax:25, sum_ampacity:None, win_ampacity:None, sum_rating:None, win_rating:None, power_factor:None, win_capacity:23, starting_node_code:None, ending_node_name:281, ending_node_code:None, other_references:None, notes:None
1254 | 11930 | L5S | ON | Ontario | HONI | 1 | ac | 4.5 | 2.778 | 4.5 | 2.778 | 115 | [6 empty] | 3 | 98 | 108 |  | ON_BMD_JCT |  | ON_SCB_DSS |  | circuit_id:281, owner:281, planning_rgn:None, num_of_circuits:None, current:None, line_segment_length_km:7, line_segment_length_mi:7, line_length_km:7, line_length_mi:7, voltage:7, reactance:24, smax:25, sum_ampacity:None, win_ampacity:None, sum_rating:None, win_rating:None, power_factor:None, win_capacity:23, starting_node_code:None, ending_node_name:281, ending_node_code:None, other_references:None, notes:None
1255 | 11931 | L7S | ON | Ontario | HONI | 1 | ac | 0.1 | 0.062 | 128.4 | 79.259 | 115 | [6 empty] | 2.37 | 78 | 86 |  | ON_SFT_DSS |  | ON_SFL_JCT |  | circuit_id:281, owner:281, planning_rgn:None, num_of_circuits:None, current:None, line_segment_length_km:6, line_segment_length_mi:6, line_length_km:6, line_length_mi:6, voltage:6, reactance:24, smax:25, sum_ampacity:None, win_ampacity:None, sum_rating:None, win_rating:None, power_factor:None, win_capacity:23, starting_node_code:None, ending_node_name:281, ending_node_code:None, other_references:None, notes:None
1256 | 11932 | L7S | ON | Ontario | HONI | 1 | ac | 13 | 8.025 | 128.4 | 79.259 | 115 | [6 empty] | 2.37 | 78 | 86 |  | ON_SFL_JCT |  | ON_GSH_JCT |  | circuit_id:281, owner:281, planning_rgn:None, num_of_circuits:None, current:None, line_segment_length_km:6, line_segment_length_mi:6, line_length_km:6, line_length_mi:6, voltage:6, reactance:24, smax:25, sum_ampacity:None, win_ampacity:None, sum_rating:None, win_rating:None, power_factor:None, win_capacity:23, starting_node_code:None, ending_node_name:281, ending_node_code:None, other_references:None, notes:None
1257 | 11933 | L7S | ON | Ontario | HONI | 1 | ac | 0.1 | 0.062 | 128.4 | 79.259 | 115 | [6 empty] | 2.37 | 78 | 86 |  | ON_GSH_JCT |  | ON_GSH_GSS |  | circuit_id:281, owner:281, planning_rgn:None, num_of_circuits:None, current:None, line_segment_length_km:6, line_segment_length_mi:6, line_length_km:6, line_length_mi:6, voltage:6, reactance:24, smax:25, sum_ampacity:None, win_ampacity:None, sum_rating:None, win_rating:None, power_factor:None, win_capacity:23, starting_node_code:None, ending_node_name:281, ending_node_code:None, other_references:None, notes:None
1258 | 11934 | L7S | ON | Ontario | HONI | 1 | ac | 13 | 8.025 | 128.4 | 79.259 | 115 | [6 empty] | 2.37 | 78 | 86 |  | ON_GSH_JCT |  | ON_KRK_JCT |  | circuit_id:281, owner:281, planning_rgn:None, num_of_circuits:None, current:None, line_segment_length_km:6, line_segment_length_mi:6, line_length_km:6, line_length_mi:6, voltage:6, reactance:24, smax:25, sum_ampacity:None, win_ampacity:None, sum_rating:None, win_rating:None, power_factor:None, win_capacity:23, starting_node_code:None, ending_node_name:281, ending_node_code:None, other_references:None, notes:None
1259 | 11935 | L7S | ON | Ontario | HONI | 1 | ac | 12 | 7.407 | 128.4 | 79.259 | 115 | [6 empty] | 2.37 | 78 | 86 |  | ON_KRK_JCT |  | ON_BID_JCT |  | circuit_id:281, owner:281, planning_rgn:None, num_of_circuits:None, current:None, line_segment_length_km:6, line_segment_length_mi:6, line_length_km:6, line_length_mi:6, voltage:6, reactance:24, smax:25, sum_ampacity:None, win_ampacity:None, sum_rating:None, win_rating:None, power_factor:None, win_capacity:23, starting_node_code:None, ending_node_name:281, ending_node_code:None, other_references:None, notes:None
1260 | 11936 | L7S | ON | Ontario | HONI | 1 | ac | 0.1 | 0.062 | 128.4 | 79.259 | 115 | [6 empty] | 2.37 | 78 | 86 |  | ON_BID_JCT |  | ON_CEN_DSS |  | circuit_id:281, owner:281, planning_rgn:None, num_of_circuits:None, current:None, line_segment_length_km:6, line_segment_length_mi:6, line_length_km:6, line_length_mi:6, voltage:6, reactance:24, smax:25, sum_ampacity:None, win_ampacity:None, sum_rating:None, win_rating:None, power_factor:None, win_capacity:23, starting_node_code:None, ending_node_name:281, ending_node_code:None, other_references:None, notes:None
1261 | 11937 | L7S | ON | Ontario | HONI | 1 | ac | 12 | 7.407 | 128.4 | 79.259 | 115 | [6 empty] | 2.37 | 78 | 86 |  | ON_CEN_DSS |  | ON_MCG_ISS |  | circuit_id:281, owner:281, planning_rgn:None, num_of_circuits:None, current:None, line_segment_length_km:6, line_segment_length_mi:6, line_length_km:6, line_length_mi:6, voltage:6, reactance:24, smax:25, sum_ampacity:None, win_ampacity:None, sum_rating:None, win_rating:None, power_factor:None, win_capacity:23, starting_node_code:None, ending_node_name:281, ending_node_code:None, other_references:None, notes:None
1262 | 11938 | L7S | ON | Ontario | HONI | 1 | ac | 35 | 21.605 | 128.4 | 79.259 | 115 | [6 empty] | 2.37 | 78 | 86 |  | ON_BID_JCT |  | ON_GRB_JCT |  | circuit_id:281, owner:281, planning_rgn:None, num_of_circuits:None, current:None, line_segment_length_km:6, line_segment_length_mi:6, line_length_km:6, line_length_mi:6, voltage:6, reactance:24, smax:25, sum_ampacity:None, win_ampacity:None, sum_rating:None, win_rating:None, power_factor:None, win_capacity:23, starting_node_code:None, ending_node_name:281, ending_node_code:None, other_references:None, notes:None
1263 | 11939 | L7S | ON | Ontario | HONI | 1 | ac | 0.1 | 0.062 | 128.4 | 79.259 | 115 | [6 empty] | 2.37 | 78 | 86 |  | ON_GRB_JCT |  | ON_GRB_DSS |  | circuit_id:281, owner:281, planning_rgn:None, num_of_circuits:None, current:None, line_segment_length_km:6, line_segment_length_mi:6, line_length_km:6, line_length_mi:6, voltage:6, reactance:24, smax:25, sum_ampacity:None, win_ampacity:None, sum_rating:None, win_rating:None, power_factor:None, win_capacity:23, starting_node_code:None, ending_node_name:281, ending_node_code:None, other_references:None, notes:None
1264 | 11940 | L7S | ON | Ontario | HONI | 1 | ac | 3 | 1.852 | 128.4 | 79.259 | 115 | [6 empty] | 2.37 | 78 | 86 |  | ON_GRB_JCT |  | ON_LAH_ISS |  | circuit_id:281, owner:281, planning_rgn:None, num_of_circuits:None, current:None, line_segment_length_km:6, line_segment_length_mi:6, line_length_km:6, line_length_mi:6, voltage:6, reactance:24, smax:25, sum_ampacity:None, win_ampacity:None, sum_rating:None, win_rating:None, power_factor:None, win_capacity:23, starting_node_code:None, ending_node_name:281, ending_node_code:None, other_references:None, notes:None
1265 | 11941 | L7S | ON | Ontario | HONI | 1 | ac | 18 | 11.111 | 128.4 | 79.259 | 115 | [6 empty] | 2.37 | 78 | 86 |  | ON_KRK_JCT |  | ON_DVZ_JCT |  | circuit_id:281, owner:281, planning_rgn:None, num_of_circuits:None, current:None, line_segment_length_km:6, line_segment_length_mi:6, line_length_km:6, line_length_mi:6, voltage:6, reactance:24, smax:25, sum_ampacity:None, win_ampacity:None, sum_rating:None, win_rating:None, power_factor:None, win_capacity:23, starting_node_code:None, ending_node_name:281, ending_node_code:None, other_references:None, notes:None
1266 | 11942 | L7S | ON | Ontario | HONI | 1 | ac | 8 | 4.938 | 128.4 | 79.259 | 115 | [6 empty] | 2.37 | 78 | 86 |  | ON_DVZ_JCT |  | ON_ENB_ISS |  | circuit_id:281, owner:281, planning_rgn:None, num_of_circuits:None, current:None, line_segment_length_km:6, line_segment_length_mi:6, line_length_km:6, line_length_mi:6, voltage:6, reactance:24, smax:25, sum_ampacity:None, win_ampacity:None, sum_rating:None, win_rating:None, power_factor:None, win_capacity:23, starting_node_code:None, ending_node_name:281, ending_node_code:None, other_references:None, notes:None
1267 | 11943 | L7S | ON | Ontario | HONI | 1 | ac | 12 | 7.407 | 128.4 | 79.259 | 115 | [6 empty] | 2.37 | 78 | 86 |  | ON_DVZ_JCT |  | ON_PTL_JCT |  | circuit_id:281, owner:281, planning_rgn:None, num_of_circuits:None, current:None, line_segment_length_km:6, line_segment_length_mi:6, line_length_km:6, line_length_mi:6, voltage:6, reactance:24, smax:25, sum_ampacity:None, win_ampacity:None, sum_rating:None, win_rating:None, power_factor:None, win_capacity:23, starting_node_code:None, ending_node_name:281, ending_node_code:None, other_references:None, notes:None
1268 | 11944 | L7S | ON | Ontario | HONI | 1 | ac | 1 | 0.617 | 128.4 | 79.259 | 115 | [6 empty] | 2.37 | 78 | 86 |  | ON_PTL_JCT |  | ON_SMC_ISS |  | circuit_id:281, owner:281, planning_rgn:None, num_of_circuits:None, current:None, line_segment_length_km:6, line_segment_length_mi:6, line_length_km:6, line_length_mi:6, voltage:6, reactance:24, smax:25, sum_ampacity:None, win_ampacity:None, sum_rating:None, win_rating:None, power_factor:None, win_capacity:23, starting_node_code:None, ending_node_name:281, ending_node_code:None, other_references:None, notes:None
1269 | 11945 | L7S | ON | Ontario | HONI | 1 | ac | 1 | 0.617 | 128.4 | 79.259 | 115 | [6 empty] | 2.37 | 78 | 86 |  | ON_PTL_JCT |  | ON_SMY_DSS |  | circuit_id:281, owner:281, planning_rgn:None, num_of_circuits:None, current:None, line_segment_length_km:6, line_segment_length_mi:6, line_length_km:6, line_length_mi:6, voltage:6, reactance:24, smax:25, sum_ampacity:None, win_ampacity:None, sum_rating:None, win_rating:None, power_factor:None, win_capacity:23, starting_node_code:None, ending_node_name:281, ending_node_code:None, other_references:None, notes:None
1270 | 11946 | L9C | ON | Ontario | HONI | 1 | ac | 1.59 | 0.981 | 7.69 | 4.747 | 115 | [6 empty] | 3 | 98 | 108 |  | ON_LES_DSS |  | ON_BAL_JCT |  | circuit_id:281, owner:281, planning_rgn:None, num_of_circuits:None, current:None, line_segment_length_km:7, line_segment_length_mi:7, line_length_km:7, line_length_mi:7, voltage:7, reactance:24, smax:25, sum_ampacity:None, win_ampacity:None, sum_rating:None, win_rating:None, power_factor:None, win_capacity:23, starting_node_code:None, ending_node_name:281, ending_node_code:None, other_references:None, notes:None
1271 | 11947 | L9C | ON | Ontario | HONI | 1 | ac | 3.5 | 2.16 | 7.69 | 4.747 | 115 | [6 empty] | 3 | 98 | 108 |  | ON_BAL_JCT |  | ON_CHL_DSS |  | circuit_id:281, owner:281, planning_rgn:None, num_of_circuits:None, current:None, line_segment_length_km:7, line_segment_length_mi:7, line_length_km:7, line_length_mi:7, voltage:7, reactance:24, smax:25, sum_ampacity:None, win_ampacity:None, sum_rating:None, win_rating:None, power_factor:None, win_capacity:23, starting_node_code:None, ending_node_name:281, ending_node_code:None, other_references:None, notes:None
1272 | 11948 | L9C | ON | Ontario | HONI | 1 | ac | 2.6 | 1.605 | 7.69 | 4.747 | 115 | [6 empty] | 3 | 98 | 108 |  | ON_CHL_DSS |  | ON_CEC_DSS |  | circuit_id:281, owner:281, planning_rgn:None, num_of_circuits:None, current:None, line_segment_length_km:7, line_segment_length_mi:7, line_length_km:7, line_length_mi:7, voltage:7, reactance:24, smax:25, sum_ampacity:None, win_ampacity:None, sum_rating:None, win_rating:None, power_factor:None, win_capacity:23, starting_node_code:None, ending_node_name:281, ending_node_code:None, other_references:None, notes:None
1273 | 11949 | LEIGHBY1 | ON | Ontario | HONI | 1 | ac | 3 | 1.852 | 6 | 3.704 | 115 | [6 empty] | 3 | 98 | 108 |  | ON_PTS_DSS |  | ON_WTC_ISS |  | circuit_id:None, owner:None, planning_rgn:None, num_of_circuits:None, current:None, line_segment_length_km:7, line_segment_length_mi:7, line_length_km:7, line_length_mi:7, voltage:7, reactance:24, smax:25, sum_ampacity:None, win_ampacity:None, sum_rating:None, win_rating:None, power_factor:None, win_capacity:23, starting_node_code:None, ending_node_name:281, ending_node_code:None, other_references:None, notes:None
1274 | 11950 | LEIGHBY1 | ON | Ontario | HONI | 1 | ac | 3 | 1.852 | 6 | 3.704 | 115 | [6 empty] | 3 | 98 | 108 |  | ON_WTC_ISS |  | ON_FKB_ISS |  | circuit_id:None, owner:None, planning_rgn:None, num_of_circuits:None, current:None, line_segment_length_km:7, line_segment_length_mi:7, line_length_km:7, line_length_mi:7, voltage:7, reactance:24, smax:25, sum_ampacity:None, win_ampacity:None, sum_rating:None, win_rating:None, power_factor:None, win_capacity:23, starting_node_code:None, ending_node_name:281, ending_node_code:None, other_references:None, notes:None
1275 | 11951 | M11S | ON | Ontario | HONI | 1 | ac | 2 | 1.235 | 2 | 1.235 | 115 | [6 empty] | 3 | 98 | 108 |  | ON_GMS_ISS |  | ON_MCK_JCT |  | circuit_id:281, owner:281, planning_rgn:None, num_of_circuits:None, current:None, line_segment_length_km:7, line_segment_length_mi:7, line_length_km:7, line_length_mi:7, voltage:7, reactance:24, smax:25, sum_ampacity:None, win_ampacity:None, sum_rating:None, win_rating:None, power_factor:None, win_capacity:23, starting_node_code:None, ending_node_name:281, ending_node_code:None, other_references:None, notes:None
1276 | 11952 | M1R | ON | Ontario | HONI | 2 | ac | 12.6 | 7.778 | 28.1 | 17.346 | 115 | [6 empty] | 3 | 98 | 108 |  | ON_MER_TSS |  | ON_SGL_JCT |  | circuit_id:281, owner:281, planning_rgn:None, num_of_circuits:None, current:None, line_segment_length_km:7, line_segment_length_mi:7, line_length_km:7, line_length_mi:7, voltage:7, reactance:24, smax:25, sum_ampacity:None, win_ampacity:None, sum_rating:None, win_rating:None, power_factor:None, win_capacity:23, starting_node_code:None, ending_node_name:281, ending_node_code:None, other_references:None, notes:None
1277 | 11953 | M1R | ON | Ontario | HONI | 1 | ac | 0.1 | 0.062 | 28.1 | 17.346 | 115 | [6 empty] | 3 | 98 | 108 |  | ON_SGL_JCT |  | ON_SGL_DSS |  | circuit_id:281, owner:281, planning_rgn:None, num_of_circuits:None, current:None, line_segment_length_km:7, line_segment_length_mi:7, line_length_km:7, line_length_mi:7, voltage:7, reactance:24, smax:25, sum_ampacity:None, win_ampacity:None, sum_rating:None, win_rating:None, power_factor:None, win_capacity:23, starting_node_code:None, ending_node_name:281, ending_node_code:None, other_references:None, notes:None
1278 | 11954 | M1R | ON | Ontario | HONI | 1 | ac | 7 | 4.321 | 28.1 | 17.346 | 115 | [6 empty] | 3 | 98 | 108 |  | ON_SGL_JCT |  | ON_GRE_JCT |  | circuit_id:281, owner:281, planning_rgn:None, num_of_circuits:None, current:None, line_segment_length_km:7, line_segment_length_mi:7, line_length_km:7, line_length_mi:7, voltage:7, reactance:24, smax:25, sum_ampacity:None, win_ampacity:None, sum_rating:None, win_rating:None, power_factor:None, win_capacity:23, starting_node_code:None, ending_node_name:281, ending_node_code:None, other_references:None, notes:None
1279 | 11955 | M1R | ON | Ontario | HONI | 1 | ac | 0.1 | 0.062 | 28.1 | 17.346 | 115 | [6 empty] | 3 | 98 | 108 |  | ON_GRE_JCT |  | ON_GRE_DSS |  | circuit_id:281, owner:281, planning_rgn:None, num_of_circuits:None, current:None, line_segment_length_km:7, line_segment_length_mi:7, line_length_km:7, line_length_mi:7, voltage:7, reactance:24, smax:25, sum_ampacity:None, win_ampacity:None, sum_rating:None, win_rating:None, power_factor:None, win_capacity:23, starting_node_code:None, ending_node_name:281, ending_node_code:None, other_references:None, notes:None
1280 | 11956 | M1R | ON | Ontario | HONI | 1 | ac | 8.3 | 5.123 | 28.1 | 17.346 | 115 | [6 empty] | 3 | 98 | 108 |  | ON_GRE_JCT |  | ON_RSL_DSS |  | circuit_id:281, owner:281, planning_rgn:None, num_of_circuits:None, current:None, line_segment_length_km:7, line_segment_length_mi:7, line_length_km:7, line_length_mi:7, voltage:7, reactance:24, smax:25, sum_ampacity:None, win_ampacity:None, sum_rating:None, win_rating:None, power_factor:None, win_capacity:23, starting_node_code:None, ending_node_name:281, ending_node_code:None, other_references:None, notes:None
1281 | 11957 | M1S | ON | Ontario | HONI | 1 | ac | 5.8 | 3.58 | 62.4 | 38.519 | 115 | [6 empty] | 3 | 98 | 108 |  | ON_MLC_JCT |  | ON_H2C_GSS |  | circuit_id:281, owner:281, planning_rgn:None, num_of_circuits:None, current:None, line_segment_length_km:7, line_segment_length_mi:7, line_length_km:7, line_length_mi:7, voltage:7, reactance:24, smax:25, sum_ampacity:None, win_ampacity:None, sum_rating:None, win_rating:None, power_factor:None, win_capacity:23, starting_node_code:None, ending_node_name:281, ending_node_code:None, other_references:None, notes:None
1282 | 11958 | M1S | ON | Ontario | HONI | 1 | ac | 8.3 | 5.123 | 62.4 | 38.519 | 115 | [6 empty] | 3 | 98 | 108 |  | ON_MLC_JCT |  | ON_H2S_GSS |  | circuit_id:281, owner:281, planning_rgn:None, num_of_circuits:None, current:None, line_segment_length_km:7, line_segment_length_mi:7, line_length_km:7, line_length_mi:7, voltage:7, reactance:24, smax:25, sum_ampacity:None, win_ampacity:None, sum_rating:None, win_rating:None, power_factor:None, win_capacity:23, starting_node_code:None, ending_node_name:281, ending_node_code:None, other_references:None, notes:None
1283 | 11959 | M1S | ON | Ontario | HONI | 1 | ac | 9.5 | 5.864 | 62.4 | 38.519 | 115 | [6 empty] | 3 | 98 | 108 |  | ON_MSL_DSS |  | ON_VFS_JCT |  | circuit_id:281, owner:281, planning_rgn:None, num_of_circuits:None, current:None, line_segment_length_km:7, line_segment_length_mi:7, line_length_km:7, line_length_mi:7, voltage:7, reactance:24, smax:25, sum_ampacity:None, win_ampacity:None, sum_rating:None, win_rating:None, power_factor:None, win_capacity:23, starting_node_code:None, ending_node_name:281, ending_node_code:None, other_references:None, notes:None
1284 | 11960 | M1S | ON | Ontario | HONI | 1 | ac | 38.8 | 23.951 | 62.4 | 38.519 | 115 | [6 empty] | 3 | 98 | 108 |  | ON_VFS_JCT |  | ON_MLC_JCT |  | circuit_id:281, owner:281, planning_rgn:None, num_of_circuits:None, current:None, line_segment_length_km:7, line_segment_length_mi:7, line_length_km:7, line_length_mi:7, voltage:7, reactance:24, smax:25, sum_ampacity:None, win_ampacity:None, sum_rating:None, win_rating:None, power_factor:None, win_capacity:23, starting_node_code:None, ending_node_name:281, ending_node_code:None, other_references:None, notes:None
1285 | 11961 | M1T | ON | Ontario | HONI | 1 | ac | 5 | 3.086 | 10 | 6.173 | 230 | [6 empty] | 3 | 402 | 435 |  | ON_GLC_JCT |  | ON_TMM_DSS |  | circuit_id:281, owner:281, planning_rgn:None, num_of_circuits:None, current:None, line_segment_length_km:6, line_segment_length_mi:6, line_length_km:6, line_length_mi:6, voltage:6, reactance:24, smax:25, sum_ampacity:None, win_ampacity:None, sum_rating:None, win_rating:None, power_factor:None, win_capacity:23, starting_node_code:None, ending_node_name:281, ending_node_code:None, other_references:None, notes:None
1286 | 11962 | M1T | ON | Ontario | HONI | 1 | ac | 5 | 3.086 | 10 | 6.173 | 230 | [6 empty] | 3 | 402 | 435 |  | ON_MTT_SWS |  | ON_ECH_JCT |  | circuit_id:281, owner:281, planning_rgn:None, num_of_circuits:None, current:None, line_segment_length_km:6, line_segment_length_mi:6, line_length_km:6, line_length_mi:6, voltage:6, reactance:24, smax:25, sum_ampacity:None, win_ampacity:None, sum_rating:None, win_rating:None, power_factor:None, win_capacity:23, starting_node_code:None, ending_node_name:281, ending_node_code:None, other_references:None, notes:None
1287 | 11963 | M20D | ON | Ontario | HONI | 1 | ac | 1.1 | 0.679 | 102.6 | 63.333 | 230 | [6 empty] | 2.75 | 368 | 399 |  | ON_DET_JCT |  | ON_DET_TSS |  | circuit_id:281, owner:281, planning_rgn:None, num_of_circuits:None, current:None, line_segment_length_km:7, line_segment_length_mi:7, line_length_km:7, line_length_mi:7, voltage:7, reactance:24, smax:25, sum_ampacity:None, win_ampacity:None, sum_rating:None, win_rating:None, power_factor:None, win_capacity:23, starting_node_code:None, ending_node_name:281, ending_node_code:None, other_references:None, notes:None
1288 | 11964 | M20D | ON | Ontario | HONI | 1 | ac | 13 | 8.025 | 102.6 | 63.333 | 230 | [6 empty] | 2.75 | 368 | 399 |  | ON_DET_JCT |  | ON_KM6_DSS |  | circuit_id:281, owner:281, planning_rgn:None, num_of_circuits:None, current:None, line_segment_length_km:7, line_segment_length_mi:7, line_length_km:7, line_length_mi:7, voltage:7, reactance:24, smax:25, sum_ampacity:None, win_ampacity:None, sum_rating:None, win_rating:None, power_factor:None, win_capacity:23, starting_node_code:None, ending_node_name:281, ending_node_code:None, other_references:None, notes:None
1289 | 11965 | M20D | ON | Ontario | HONI | 1 | ac | 17 | 10.494 | 102.6 | 63.333 | 230 | [6 empty] | 2.75 | 368 | 399 |  | ON_DET_JCT |  | ON_KJ8_JCT |  | circuit_id:281, owner:281, planning_rgn:None, num_of_circuits:None, current:None, line_segment_length_km:7, line_segment_length_mi:7, line_length_km:7, line_length_mi:7, voltage:7, reactance:24, smax:25, sum_ampacity:None, win_ampacity:None, sum_rating:None, win_rating:None, power_factor:None, win_capacity:23, starting_node_code:None, ending_node_name:281, ending_node_code:None, other_references:None, notes:None
1290 | 11966 | M20D | ON | Ontario | HONI | 1 | ac | 0.1 | 0.062 | 102.6 | 63.333 | 230 | [6 empty] | 2.75 | 368 | 399 |  | ON_KJ8_JCT |  | ON_KM8_DSS |  | circuit_id:281, owner:281, planning_rgn:None, num_of_circuits:None, current:None, line_segment_length_km:7, line_segment_length_mi:7, line_length_km:7, line_length_mi:7, voltage:7, reactance:24, smax:25, sum_ampacity:None, win_ampacity:None, sum_rating:None, win_rating:None, power_factor:None, win_capacity:23, starting_node_code:None, ending_node_name:281, ending_node_code:None, other_references:None, notes:None
1291 | 11967 | M20D | ON | Ontario | HONI | 1 | ac | 24.6 | 15.185 | 102.6 | 63.333 | 230 | [6 empty] | 2.75 | 368 | 399 |  | ON_KJ8_JCT |  | ON_GTT_JCT |  | circuit_id:281, owner:281, planning_rgn:None, num_of_circuits:None, current:None, line_segment_length_km:7, line_segment_length_mi:7, line_length_km:7, line_length_mi:7, voltage:7, reactance:24, smax:25, sum_ampacity:None, win_ampacity:None, sum_rating:None, win_rating:None, power_factor:None, win_capacity:23, starting_node_code:None, ending_node_name:281, ending_node_code:None, other_references:None, notes:None
1292 | 11968 | M20D | ON | Ontario | HONI | 1 | ac | 17.2 | 10.617 | 102.6 | 63.333 | 230 | [6 empty] | 2.75 | 368 | 399 |  | ON_GTT_JCT |  | ON_PRE_JCT |  | circuit_id:281, owner:281, planning_rgn:None, num_of_circuits:None, current:None, line_segment_length_km:7, line_segment_length_mi:7, line_length_km:7, line_length_mi:7, voltage:7, reactance:24, smax:25, sum_ampacity:None, win_ampacity:None, sum_rating:None, win_rating:None, power_factor:None, win_capacity:23, starting_node_code:None, ending_node_name:281, ending_node_code:None, other_references:None, notes:None
1293 | 11969 | M20D | ON | Ontario | HONI | 1 | ac | 0.1 | 0.062 | 102.6 | 63.333 | 230 | [6 empty] | 2.75 | 368 | 399 |  | ON_PRE_JCT |  | ON_GTT_DSS |  | circuit_id:281, owner:281, planning_rgn:None, num_of_circuits:None, current:None, line_segment_length_km:7, line_segment_length_mi:7, line_length_km:7, line_length_mi:7, voltage:7, reactance:24, smax:25, sum_ampacity:None, win_ampacity:None, sum_rating:None, win_rating:None, power_factor:None, win_capacity:23, starting_node_code:None, ending_node_name:281, ending_node_code:None, other_references:None, notes:None
1294 | 11970 | M20D | ON | Ontario | HONI | 1 | ac | 4.3 | 2.654 | 102.6 | 63.333 | 230 | [6 empty] | 2.75 | 368 | 399 |  | ON_PRE_JCT |  | ON_CMB_JCT |  | circuit_id:281, owner:281, planning_rgn:None, num_of_circuits:None, current:None, line_segment_length_km:7, line_segment_length_mi:7, line_length_km:7, line_length_mi:7, voltage:7, reactance:24, smax:25, sum_ampacity:None, win_ampacity:None, sum_rating:None, win_rating:None, power_factor:None, win_capacity:23, starting_node_code:None, ending_node_name:281, ending_node_code:None, other_references:None, notes:None
1295 | 11971 | M20D | ON | Ontario | HONI | 1 | ac | 0.1 | 0.062 | 102.6 | 63.333 | 230 | [6 empty] | 2.75 | 368 | 399 |  | ON_CMB_JCT |  | ON_ENI_DSS |  | circuit_id:281, owner:281, planning_rgn:None, num_of_circuits:None, current:None, line_segment_length_km:7, line_segment_length_mi:7, line_length_km:7, line_length_mi:7, voltage:7, reactance:24, smax:25, sum_ampacity:None, win_ampacity:None, sum_rating:None, win_rating:None, power_factor:None, win_capacity:23, starting_node_code:None, ending_node_name:281, ending_node_code:None, other_references:None, notes:None
1296 | 11972 | M20D | ON | Ontario | HONI | 1 | ac | 1 | 0.617 | 102.6 | 63.333 | 230 | [6 empty] | 2.75 | 368 | 399 |  | ON_CMB_JCT |  | ON_PRE_DSS |  | circuit_id:281, owner:281, planning_rgn:None, num_of_circuits:None, current:None, line_segment_length_km:7, line_segment_length_mi:7, line_length_km:7, line_length_mi:7, voltage:7, reactance:24, smax:25, sum_ampacity:None, win_ampacity:None, sum_rating:None, win_rating:None, power_factor:None, win_capacity:23, starting_node_code:None, ending_node_name:281, ending_node_code:None, other_references:None, notes:None
1297 | 11973 | M20D | ON | Ontario | HONI | 1 | ac | 0.1 | 0.062 | 102.6 | 63.333 | 230 | [6 empty] | 2.75 | 368 | 399 |  | ON_GTT_JCT |  | ON_GTS_JCT |  | circuit_id:281, owner:281, planning_rgn:None, num_of_circuits:None, current:None, line_segment_length_km:7, line_segment_length_mi:7, line_length_km:7, line_length_mi:7, voltage:7, reactance:24, smax:25, sum_ampacity:None, win_ampacity:None, sum_rating:None, win_rating:None, power_factor:None, win_capacity:23, starting_node_code:None, ending_node_name:281, ending_node_code:None, other_references:None, notes:None
1298 | 11974 | M20D | ON | Ontario | HONI | 1 | ac | 18 | 11.111 | 102.6 | 63.333 | 230 | [6 empty] | 2.75 | 368 | 399 |  | ON_GTS_JCT |  | ON_TRN_JCT |  | circuit_id:281, owner:281, planning_rgn:None, num_of_circuits:None, current:None, line_segment_length_km:7, line_segment_length_mi:7, line_length_km:7, line_length_mi:7, voltage:7, reactance:24, smax:25, sum_ampacity:None, win_ampacity:None, sum_rating:None, win_rating:None, power_factor:None, win_capacity:23, starting_node_code:None, ending_node_name:281, ending_node_code:None, other_references:None, notes:None
1299 | 11975 | M20D | ON | Ontario | HONI | 1 | ac | 5 | 3.086 | 102.6 | 63.333 | 230 | [6 empty] | 2.75 | 368 | 399 |  | ON_TRN_JCT |  | ON_CLK_JCT |  | circuit_id:281, owner:281, planning_rgn:None, num_of_circuits:None, current:None, line_segment_length_km:7, line_segment_length_mi:7, line_length_km:7, line_length_mi:7, voltage:7, reactance:24, smax:25, sum_ampacity:None, win_ampacity:None, sum_rating:None, win_rating:None, power_factor:None, win_capacity:23, starting_node_code:None, ending_node_name:281, ending_node_code:None, other_references:None, notes:None
1300 | 11976 | M20D | ON | Ontario | HONI | 1 | ac | 1 | 0.617 | 102.6 | 63.333 | 230 | [6 empty] | 2.75 | 368 | 399 |  | ON_CLK_JCT |  | ON_MPT_TSS |  | circuit_id:281, owner:281, planning_rgn:None, num_of_circuits:None, current:None, line_segment_length_km:7, line_segment_length_mi:7, line_length_km:7, line_length_mi:7, voltage:7, reactance:24, smax:25, sum_ampacity:None, win_ampacity:None, sum_rating:None, win_rating:None, power_factor:None, win_capacity:23, starting_node_code:None, ending_node_name:281, ending_node_code:None, other_references:None, notes:None
1301 | 11977 | M21D | ON | Ontario | HONI | 1 | ac | 1.1 | 0.679 | 102.7 | 63.395 | 230 | [6 empty] | 2.75 | 368 | 398 |  | ON_DET_JCT |  | ON_DET_TSS |  | circuit_id:281, owner:281, planning_rgn:None, num_of_circuits:None, current:None, line_segment_length_km:7, line_segment_length_mi:7, line_length_km:7, line_length_mi:7, voltage:7, reactance:24, smax:25, sum_ampacity:None, win_ampacity:None, sum_rating:None, win_rating:None, power_factor:None, win_capacity:23, starting_node_code:None, ending_node_name:281, ending_node_code:None, other_references:None, notes:None
1302 | 11978 | M21D | ON | Ontario | HONI | 1 | ac | 13 | 8.025 | 102.7 | 63.395 | 230 | [6 empty] | 2.75 | 368 | 398 |  | ON_DET_JCT |  | ON_KM6_DSS |  | circuit_id:281, owner:281, planning_rgn:None, num_of_circuits:None, current:None, line_segment_length_km:7, line_segment_length_mi:7, line_length_km:7, line_length_mi:7, voltage:7, reactance:24, smax:25, sum_ampacity:None, win_ampacity:None, sum_rating:None, win_rating:None, power_factor:None, win_capacity:23, starting_node_code:None, ending_node_name:281, ending_node_code:None, other_references:None, notes:None
1303 | 11979 | M21D | ON | Ontario | HONI | 1 | ac | 17 | 10.494 | 102.7 | 63.395 | 230 | [6 empty] | 2.75 | 368 | 398 |  | ON_DET_JCT |  | ON_KJ8_JCT |  | circuit_id:281, owner:281, planning_rgn:None, num_of_circuits:None, current:None, line_segment_length_km:7, line_segment_length_mi:7, line_length_km:7, line_length_mi:7, voltage:7, reactance:24, smax:25, sum_ampacity:None, win_ampacity:None, sum_rating:None, win_rating:None, power_factor:None, win_capacity:23, starting_node_code:None, ending_node_name:281, ending_node_code:None, other_references:None, notes:None
1304 | 11980 | M21D | ON | Ontario | HONI | 1 | ac | 0.1 | 0.062 | 102.7 | 63.395 | 230 | [6 empty] | 2.75 | 368 | 398 |  | ON_KJ8_JCT |  | ON_KM8_DSS |  | circuit_id:281, owner:281, planning_rgn:None, num_of_circuits:None, current:None, line_segment_length_km:7, line_segment_length_mi:7, line_length_km:7, line_length_mi:7, voltage:7, reactance:24, smax:25, sum_ampacity:None, win_ampacity:None, sum_rating:None, win_rating:None, power_factor:None, win_capacity:23, starting_node_code:None, ending_node_name:281, ending_node_code:None, other_references:None, notes:None
1305 | 11981 | M21D | ON | Ontario | HONI | 1 | ac | 24.6 | 15.185 | 102.7 | 63.395 | 230 | [6 empty] | 2.75 | 368 | 398 |  | ON_KJ8_JCT |  | ON_GTN_JCT |  | circuit_id:281, owner:281, planning_rgn:None, num_of_circuits:None, current:None, line_segment_length_km:7, line_segment_length_mi:7, line_length_km:7, line_length_mi:7, voltage:7, reactance:24, smax:25, sum_ampacity:None, win_ampacity:None, sum_rating:None, win_rating:None, power_factor:None, win_capacity:23, starting_node_code:None, ending_node_name:281, ending_node_code:None, other_references:None, notes:None
1306 | 11982 | M21D | ON | Ontario | HONI | 1 | ac | 0.1 | 0.062 | 102.7 | 63.395 | 230 | [6 empty] | 2.75 | 368 | 398 |  | ON_GTN_JCT |  | ON_GTT_JCT |  | circuit_id:281, owner:281, planning_rgn:None, num_of_circuits:None, current:None, line_segment_length_km:7, line_segment_length_mi:7, line_length_km:7, line_length_mi:7, voltage:7, reactance:24, smax:25, sum_ampacity:None, win_ampacity:None, sum_rating:None, win_rating:None, power_factor:None, win_capacity:23, starting_node_code:None, ending_node_name:281, ending_node_code:None, other_references:None, notes:None
1307 | 11983 | M21D | ON | Ontario | HONI | 1 | ac | 15.2 | 9.383 | 102.7 | 63.395 | 230 | [6 empty] | 2.75 | 368 | 398 |  | ON_GTT_JCT |  | ON_AMC_JCT |  | circuit_id:281, owner:281, planning_rgn:None, num_of_circuits:None, current:None, line_segment_length_km:7, line_segment_length_mi:7, line_length_km:7, line_length_mi:7, voltage:7, reactance:24, smax:25, sum_ampacity:None, win_ampacity:None, sum_rating:None, win_rating:None, power_factor:None, win_capacity:23, starting_node_code:None, ending_node_name:281, ending_node_code:None, other_references:None, notes:None
1308 | 11984 | M21D | ON | Ontario | HONI | 1 | ac | 0.1 | 0.062 | 102.7 | 63.395 | 230 | [6 empty] | 2.75 | 368 | 398 |  | ON_AMC_JCT |  | ON_AMC_ISS |  | circuit_id:281, owner:281, planning_rgn:None, num_of_circuits:None, current:None, line_segment_length_km:7, line_segment_length_mi:7, line_length_km:7, line_length_mi:7, voltage:7, reactance:24, smax:25, sum_ampacity:None, win_ampacity:None, sum_rating:None, win_rating:None, power_factor:None, win_capacity:23, starting_node_code:None, ending_node_name:281, ending_node_code:None, other_references:None, notes:None
1309 | 11985 | M21D | ON | Ontario | HONI | 1 | ac | 2 | 1.235 | 102.7 | 63.395 | 230 | [6 empty] | 2.75 | 368 | 398 |  | ON_AMC_JCT |  | ON_PRE_JCT |  | circuit_id:281, owner:281, planning_rgn:None, num_of_circuits:None, current:None, line_segment_length_km:7, line_segment_length_mi:7, line_length_km:7, line_length_mi:7, voltage:7, reactance:24, smax:25, sum_ampacity:None, win_ampacity:None, sum_rating:None, win_rating:None, power_factor:None, win_capacity:23, starting_node_code:None, ending_node_name:281, ending_node_code:None, other_references:None, notes:None
1310 | 11986 | M21D | ON | Ontario | HONI | 1 | ac | 0.1 | 0.062 | 102.7 | 63.395 | 230 | [6 empty] | 2.75 | 368 | 398 |  | ON_PRE_JCT |  | ON_GTT_DSS |  | circuit_id:281, owner:281, planning_rgn:None, num_of_circuits:None, current:None, line_segment_length_km:7, line_segment_length_mi:7, line_length_km:7, line_length_mi:7, voltage:7, reactance:24, smax:25, sum_ampacity:None, win_ampacity:None, sum_rating:None, win_rating:None, power_factor:None, win_capacity:23, starting_node_code:None, ending_node_name:281, ending_node_code:None, other_references:None, notes:None
1311 | 11987 | M21D | ON | Ontario | HONI | 1 | ac | 4.3 | 2.654 | 102.7 | 63.395 | 230 | [6 empty] | 2.75 | 368 | 398 |  | ON_PRE_JCT |  | ON_CMB_JCT |  | circuit_id:281, owner:281, planning_rgn:None, num_of_circuits:None, current:None, line_segment_length_km:7, line_segment_length_mi:7, line_length_km:7, line_length_mi:7, voltage:7, reactance:24, smax:25, sum_ampacity:None, win_ampacity:None, sum_rating:None, win_rating:None, power_factor:None, win_capacity:23, starting_node_code:None, ending_node_name:281, ending_node_code:None, other_references:None, notes:None
1312 | 11988 | M21D | ON | Ontario | HONI | 1 | ac | 0.1 | 0.062 | 102.7 | 63.395 | 230 | [6 empty] | 2.75 | 368 | 398 |  | ON_CMB_JCT |  | ON_ENI_DSS |  | circuit_id:281, owner:281, planning_rgn:None, num_of_circuits:None, current:None, line_segment_length_km:7, line_segment_length_mi:7, line_length_km:7, line_length_mi:7, voltage:7, reactance:24, smax:25, sum_ampacity:None, win_ampacity:None, sum_rating:None, win_rating:None, power_factor:None, win_capacity:23, starting_node_code:None, ending_node_name:281, ending_node_code:None, other_references:None, notes:None
1313 | 11989 | M21D | ON | Ontario | HONI | 1 | ac | 1 | 0.617 | 102.7 | 63.395 | 230 | [6 empty] | 2.75 | 368 | 398 |  | ON_CMB_JCT |  | ON_PRE_DSS |  | circuit_id:281, owner:281, planning_rgn:None, num_of_circuits:None, current:None, line_segment_length_km:7, line_segment_length_mi:7, line_length_km:7, line_length_mi:7, voltage:7, reactance:24, smax:25, sum_ampacity:None, win_ampacity:None, sum_rating:None, win_rating:None, power_factor:None, win_capacity:23, starting_node_code:None, ending_node_name:281, ending_node_code:None, other_references:None, notes:None
1314 | 11990 | M21D | ON | Ontario | HONI | 1 | ac | 18 | 11.111 | 102.7 | 63.395 | 230 | [6 empty] | 2.75 | 368 | 398 |  | ON_CLK_JCT |  | ON_TRN_JCT |  | circuit_id:281, owner:281, planning_rgn:None, num_of_circuits:None, current:None, line_segment_length_km:7, line_segment_length_mi:7, line_length_km:7, line_length_mi:7, voltage:7, reactance:24, smax:25, sum_ampacity:None, win_ampacity:None, sum_rating:None, win_rating:None, power_factor:None, win_capacity:23, starting_node_code:None, ending_node_name:281, ending_node_code:None, other_references:None, notes:None
1315 | 11991 | M21D | ON | Ontario | HONI | 1 | ac | 5 | 3.086 | 102.7 | 63.395 | 230 | [6 empty] | 2.75 | 368 | 398 |  | ON_TRN_JCT |  | ON_CLK_JCT |  | circuit_id:281, owner:281, planning_rgn:None, num_of_circuits:None, current:None, line_segment_length_km:7, line_segment_length_mi:7, line_length_km:7, line_length_mi:7, voltage:7, reactance:24, smax:25, sum_ampacity:None, win_ampacity:None, sum_rating:None, win_rating:None, power_factor:None, win_capacity:23, starting_node_code:None, ending_node_name:281, ending_node_code:None, other_references:None, notes:None
1316 | 11992 | M21D | ON | Ontario | HONI | 1 | ac | 1 | 0.617 | 102.7 | 63.395 | 230 | [6 empty] | 2.75 | 368 | 398 |  | ON_CLK_JCT |  | ON_MPT_TSS |  | circuit_id:281, owner:281, planning_rgn:None, num_of_circuits:None, current:None, line_segment_length_km:7, line_segment_length_mi:7, line_length_km:7, line_length_mi:7, voltage:7, reactance:24, smax:25, sum_ampacity:None, win_ampacity:None, sum_rating:None, win_rating:None, power_factor:None, win_capacity:23, starting_node_code:None, ending_node_name:281, ending_node_code:None, other_references:None, notes:None
1317 | 11993 | M23L | ON | Ontario | HONI | 1 | ac | 10.2 | 6.296 | 284.5 | 175.617 | 230 | [6 empty] | 1.4 | 188 | 203 |  | ON_GRH_JCT |  | ON_GRH_GSS |  | circuit_id:281, owner:281, planning_rgn:None, num_of_circuits:None, current:None, line_segment_length_km:7, line_segment_length_mi:7, line_length_km:7, line_length_mi:7, voltage:7, reactance:24, smax:25, sum_ampacity:None, win_ampacity:None, sum_rating:None, win_rating:None, power_factor:None, win_capacity:23, starting_node_code:None, ending_node_name:281, ending_node_code:None, other_references:None, notes:None
1318 | 11994 | M23L | ON | Ontario | HONI | 1 | ac | 44.9 | 27.716 | 284.5 | 175.617 | 230 | [6 empty] | 1.4 | 188 | 203 |  | ON_GRH_JCT |  | ON_LKH_TSS |  | circuit_id:281, owner:281, planning_rgn:None, num_of_circuits:None, current:None, line_segment_length_km:7, line_segment_length_mi:7, line_length_km:7, line_length_mi:7, voltage:7, reactance:24, smax:25, sum_ampacity:None, win_ampacity:None, sum_rating:None, win_rating:None, power_factor:None, win_capacity:23, starting_node_code:None, ending_node_name:281, ending_node_code:None, other_references:None, notes:None
1319 | 11995 | M23L | ON | Ontario | HONI | 1 | ac | 229.4 | 141.605 | 284.5 | 175.617 | 230 | [6 empty] | 1.4 | 188 | 203 |  | ON_MRT_TSS |  | ON_GRH_JCT |  | circuit_id:281, owner:281, planning_rgn:None, num_of_circuits:None, current:None, line_segment_length_km:7, line_segment_length_mi:7, line_length_km:7, line_length_mi:7, voltage:7, reactance:24, smax:25, sum_ampacity:None, win_ampacity:None, sum_rating:None, win_rating:None, power_factor:None, win_capacity:23, starting_node_code:None, ending_node_name:281, ending_node_code:None, other_references:None, notes:None
1320 | 11996 | M24L | ON | Ontario | HONI | 1 | ac | 10.2 | 6.296 | 284.5 | 175.617 | 230 | [6 empty] | 1.4 | 188 | 203 |  | ON_GRH_JCT |  | ON_GRH_GSS |  | circuit_id:281, owner:281, planning_rgn:None, num_of_circuits:None, current:None, line_segment_length_km:7, line_segment_length_mi:7, line_length_km:7, line_length_mi:7, voltage:7, reactance:24, smax:25, sum_ampacity:None, win_ampacity:None, sum_rating:None, win_rating:None, power_factor:None, win_capacity:23, starting_node_code:None, ending_node_name:281, ending_node_code:None, other_references:None, notes:None
1321 | 11997 | M24L | ON | Ontario | HONI | 1 | ac | 44.9 | 27.716 | 284.5 | 175.617 | 230 | [6 empty] | 1.4 | 188 | 203 |  | ON_GRH_JCT |  | ON_LKH_TSS |  | circuit_id:281, owner:281, planning_rgn:None, num_of_circuits:None, current:None, line_segment_length_km:7, line_segment_length_mi:7, line_length_km:7, line_length_mi:7, voltage:7, reactance:24, smax:25, sum_ampacity:None, win_ampacity:None, sum_rating:None, win_rating:None, power_factor:None, win_capacity:23, starting_node_code:None, ending_node_name:281, ending_node_code:None, other_references:None, notes:None
1322 | 11998 | M24L | ON | Ontario | HONI | 1 | ac | 229.4 | 141.605 | 284.5 | 175.617 | 230 | [6 empty] | 1.4 | 188 | 203 |  | ON_MRT_TSS |  | ON_GRH_JCT |  | circuit_id:281, owner:281, planning_rgn:None, num_of_circuits:None, current:None, line_segment_length_km:7, line_segment_length_mi:7, line_length_km:7, line_length_mi:7, voltage:7, reactance:24, smax:25, sum_ampacity:None, win_ampacity:None, sum_rating:None, win_rating:None, power_factor:None, win_capacity:23, starting_node_code:None, ending_node_name:281, ending_node_code:None, other_references:None, notes:None
1323 | 11999 | M27B | ON | Ontario | HONI | 1 | ac | 1 | 0.617 | 33.1 | 20.432 | 230 | [6 empty] | 3 | 402 | 435 |  | ON_MPT_TSS |  | ON_CLK_JCT |  | circuit_id:281, owner:281, planning_rgn:None, num_of_circuits:None, current:None, line_segment_length_km:7, line_segment_length_mi:7, line_length_km:7, line_length_mi:7, voltage:7, reactance:24, smax:25, sum_ampacity:None, win_ampacity:None, sum_rating:None, win_rating:None, power_factor:None, win_capacity:23, starting_node_code:None, ending_node_name:281, ending_node_code:None, other_references:None, notes:None
1324 | 12000 | M27B | ON | Ontario | HONI | 1 | ac | 13 | 8.025 | 33.1 | 20.432 | 230 | [6 empty] | 3 | 402 | 435 |  | ON_CLK_JCT |  | ON_SCT_JCT |  | circuit_id:281, owner:281, planning_rgn:None, num_of_circuits:None, current:None, line_segment_length_km:7, line_segment_length_mi:7, line_length_km:7, line_length_mi:7, voltage:7, reactance:24, smax:25, sum_ampacity:None, win_ampacity:None, sum_rating:None, win_rating:None, power_factor:None, win_capacity:23, starting_node_code:None, ending_node_name:281, ending_node_code:None, other_references:None, notes:None
1325 | 12001 | M27B | ON | Ontario | HONI | 1 | ac | 3 | 1.852 | 33.1 | 20.432 | 230 | [6 empty] | 3 | 402 | 435 |  | ON_SCT_JCT |  | ON_HNG_JCT |  | circuit_id:281, owner:281, planning_rgn:None, num_of_circuits:None, current:None, line_segment_length_km:7, line_segment_length_mi:7, line_length_km:7, line_length_mi:7, voltage:7, reactance:24, smax:25, sum_ampacity:None, win_ampacity:None, sum_rating:None, win_rating:None, power_factor:None, win_capacity:23, starting_node_code:None, ending_node_name:281, ending_node_code:None, other_references:None, notes:None
1326 | 12002 | M27B | ON | Ontario | HONI | 1 | ac | 0.1 | 0.062 | 33.1 | 20.432 | 230 | [6 empty] | 3 | 402 | 435 |  | ON_HNG_JCT |  | ON_HNG_DSS |  | circuit_id:281, owner:281, planning_rgn:None, num_of_circuits:None, current:None, line_segment_length_km:7, line_segment_length_mi:7, line_length_km:7, line_length_mi:7, voltage:7, reactance:24, smax:25, sum_ampacity:None, win_ampacity:None, sum_rating:None, win_rating:None, power_factor:None, win_capacity:23, starting_node_code:None, ending_node_name:281, ending_node_code:None, other_references:None, notes:None
1327 | 12003 | M27B | ON | Ontario | HONI | 1 | ac | 16 | 9.877 | 33.1 | 20.432 | 230 | [6 empty] | 3 | 402 | 435 |  | ON_HNG_JCT |  | ON_BUR_DSS |  | circuit_id:281, owner:281, planning_rgn:None, num_of_circuits:None, current:None, line_segment_length_km:7, line_segment_length_mi:7, line_length_km:7, line_length_mi:7, voltage:7, reactance:24, smax:25, sum_ampacity:None, win_ampacity:None, sum_rating:None, win_rating:None, power_factor:None, win_capacity:23, starting_node_code:None, ending_node_name:281, ending_node_code:None, other_references:None, notes:None
1328 | 12004 | M28B | ON | Ontario | HONI | 1 | ac | 1 | 0.617 | 33.1 | 20.432 | 230 | [6 empty] | 3 | 402 | 435 |  | ON_MPT_TSS |  | ON_CLK_JCT |  | circuit_id:281, owner:281, planning_rgn:None, num_of_circuits:None, current:None, line_segment_length_km:7, line_segment_length_mi:7, line_length_km:7, line_length_mi:7, voltage:7, reactance:24, smax:25, sum_ampacity:None, win_ampacity:None, sum_rating:None, win_rating:None, power_factor:None, win_capacity:23, starting_node_code:None, ending_node_name:281, ending_node_code:None, other_references:None, notes:None
1329 | 12005 | M28B | ON | Ontario | HONI | 1 | ac | 13 | 8.025 | 33.1 | 20.432 | 230 | [6 empty] | 3 | 402 | 435 |  | ON_CLK_JCT |  | ON_SCT_JCT |  | circuit_id:281, owner:281, planning_rgn:None, num_of_circuits:None, current:None, line_segment_length_km:7, line_segment_length_mi:7, line_length_km:7, line_length_mi:7, voltage:7, reactance:24, smax:25, sum_ampacity:None, win_ampacity:None, sum_rating:None, win_rating:None, power_factor:None, win_capacity:23, starting_node_code:None, ending_node_name:281, ending_node_code:None, other_references:None, notes:None
1330 | 12006 | M28B | ON | Ontario | HONI | 1 | ac | 3 | 1.852 | 33.1 | 20.432 | 230 | [6 empty] | 3 | 402 | 435 |  | ON_SCT_JCT |  | ON_HNG_JCT |  | circuit_id:281, owner:281, planning_rgn:None, num_of_circuits:None, current:None, line_segment_length_km:7, line_segment_length_mi:7, line_length_km:7, line_length_mi:7, voltage:7, reactance:24, smax:25, sum_ampacity:None, win_ampacity:None, sum_rating:None, win_rating:None, power_factor:None, win_capacity:23, starting_node_code:None, ending_node_name:281, ending_node_code:None, other_references:None, notes:None
1331 | 12007 | M28B | ON | Ontario | HONI | 1 | ac | 0.1 | 0.062 | 33.1 | 20.432 | 230 | [6 empty] | 3 | 402 | 435 |  | ON_HNG_JCT |  | ON_HNG_DSS |  | circuit_id:281, owner:281, planning_rgn:None, num_of_circuits:None, current:None, line_segment_length_km:7, line_segment_length_mi:7, line_length_km:7, line_length_mi:7, voltage:7, reactance:24, smax:25, sum_ampacity:None, win_ampacity:None, sum_rating:None, win_rating:None, power_factor:None, win_capacity:23, starting_node_code:None, ending_node_name:281, ending_node_code:None, other_references:None, notes:None
1332 | 12008 | M28B | ON | Ontario | HONI | 1 | ac | 16 | 9.877 | 33.1 | 20.432 | 230 | [6 empty] | 3 | 402 | 435 |  | ON_HNG_JCT |  | ON_BUR_DSS |  | circuit_id:281, owner:281, planning_rgn:None, num_of_circuits:None, current:None, line_segment_length_km:7, line_segment_length_mi:7, line_length_km:7, line_length_mi:7, voltage:7, reactance:24, smax:25, sum_ampacity:None, win_ampacity:None, sum_rating:None, win_rating:None, power_factor:None, win_capacity:23, starting_node_code:None, ending_node_name:281, ending_node_code:None, other_references:None, notes:None
1333 | 12009 | M29C | ON | Ontario | HONI | 1 | ac | 13 | 8.025 | 316.1 | 195.123 | 230 | [6 empty] | 1.31 | 175 | 190 |  | ON_MER_TSS |  | ON_TRF_JCT |  | circuit_id:None, owner:None, planning_rgn:None, num_of_circuits:None, current:None, line_segment_length_km:7, line_segment_length_mi:7, line_length_km:7, line_length_mi:7, voltage:7, reactance:24, smax:25, sum_ampacity:None, win_ampacity:None, sum_rating:None, win_rating:None, power_factor:None, win_capacity:23, starting_node_code:None, ending_node_name:281, ending_node_code:None, other_references:None, notes:None
1334 | 12010 | M29C | ON | Ontario | HONI | 1 | ac | 0.1 | 0.062 | 316.1 | 195.123 | 230 | [6 empty] | 1.31 | 175 | 190 |  | ON_TRF_JCT |  | ON_TRF_DSS |  | circuit_id:None, owner:None, planning_rgn:None, num_of_circuits:None, current:None, line_segment_length_km:7, line_segment_length_mi:7, line_length_km:7, line_length_mi:7, voltage:7, reactance:24, smax:25, sum_ampacity:None, win_ampacity:None, sum_rating:None, win_rating:None, power_factor:None, win_capacity:23, starting_node_code:None, ending_node_name:281, ending_node_code:None, other_references:None, notes:None
1335 | 12011 | M29C | ON | Ontario | HONI | 1 | ac | 25 | 15.432 | 316.1 | 195.123 | 230 | [6 empty] | 1.31 | 175 | 190 |  | ON_TRF_JCT |  | ON_ALM_DSS |  | circuit_id:None, owner:None, planning_rgn:None, num_of_circuits:None, current:None, line_segment_length_km:7, line_segment_length_mi:7, line_length_km:7, line_length_mi:7, voltage:7, reactance:24, smax:25, sum_ampacity:None, win_ampacity:None, sum_rating:None, win_rating:None, power_factor:None, win_capacity:23, starting_node_code:None, ending_node_name:281, ending_node_code:None, other_references:None, notes:None
1336 | 12012 | M29C | ON | Ontario | HONI | 1 | ac | 278 | 171.605 | 316.1 | 195.123 | 230 | [6 empty] | 1.31 | 175 | 190 |  | ON_ALM_DSS |  | ON_CHW_DSS |  | circuit_id:None, owner:None, planning_rgn:None, num_of_circuits:None, current:None, line_segment_length_km:7, line_segment_length_mi:7, line_length_km:7, line_length_mi:7, voltage:7, reactance:24, smax:25, sum_ampacity:None, win_ampacity:None, sum_rating:None, win_rating:None, power_factor:None, win_capacity:23, starting_node_code:None, ending_node_name:281, ending_node_code:None, other_references:None, notes:None
1337 | 12013 | M2D | ON | Ontario | HONI | 1 | ac | 80 | 49.383 | 157 | 96.914 | 115 | [6 empty] | 2.08 | 68 | 75 |  | ON_IGN_JCT |  | ON_DRY_TSS |  | circuit_id:281, owner:281, planning_rgn:None, num_of_circuits:None, current:None, line_segment_length_km:7, line_segment_length_mi:7, line_length_km:7, line_length_mi:7, voltage:7, reactance:24, smax:25, sum_ampacity:None, win_ampacity:None, sum_rating:None, win_rating:None, power_factor:None, win_capacity:23, starting_node_code:None, ending_node_name:281, ending_node_code:None, other_references:None, notes:None
1338 | 12014 | M2D | ON | Ontario | HONI | 1 | ac | 77 | 47.531 | 157 | 96.914 | 115 | [6 empty] | 2.08 | 68 | 75 |  | ON_MSL_DSS |  | ON_IGN_JCT |  | circuit_id:281, owner:281, planning_rgn:None, num_of_circuits:None, current:None, line_segment_length_km:7, line_segment_length_mi:7, line_length_km:7, line_length_mi:7, voltage:7, reactance:24, smax:25, sum_ampacity:None, win_ampacity:None, sum_rating:None, win_rating:None, power_factor:None, win_capacity:23, starting_node_code:None, ending_node_name:281, ending_node_code:None, other_references:None, notes:None
1339 | 12015 | M2W | ON | Ontario | HONI | 1 | ac | 1 | 0.617 | 187.3 | 115.617 | 115 | [6 empty] | 1.85 | 61 | 67 |  | ON_WRY_JCT |  | ON_WRY_ISS |  | circuit_id:281, owner:281, planning_rgn:None, num_of_circuits:None, current:None, line_segment_length_km:6, line_segment_length_mi:6, line_length_km:6, line_length_mi:6, voltage:6, reactance:24, smax:25, sum_ampacity:None, win_ampacity:None, sum_rating:None, win_rating:None, power_factor:None, win_capacity:23, starting_node_code:None, ending_node_name:281, ending_node_code:None, other_references:None, notes:None
1340 | 12016 | M2W | ON | Ontario | HONI | 1 | ac | 5 | 3.086 | 187.3 | 115.617 | 115 | [6 empty] | 1.85 | 61 | 67 |  | ON_WRY_JCT |  | ON_MTG_JCT |  | circuit_id:281, owner:281, planning_rgn:None, num_of_circuits:None, current:None, line_segment_length_km:6, line_segment_length_mi:6, line_length_km:6, line_length_mi:6, voltage:6, reactance:24, smax:25, sum_ampacity:None, win_ampacity:None, sum_rating:None, win_rating:None, power_factor:None, win_capacity:23, starting_node_code:None, ending_node_name:281, ending_node_code:None, other_references:None, notes:None
1341 | 12017 | M2W | ON | Ontario | HONI | 1 | ac | 0.1 | 0.062 | 187.3 | 115.617 | 115 | [6 empty] | 1.85 | 61 | 67 |  | ON_MTG_JCT |  | ON_MTW_JCT |  | circuit_id:281, owner:281, planning_rgn:None, num_of_circuits:None, current:None, line_segment_length_km:6, line_segment_length_mi:6, line_length_km:6, line_length_mi:6, voltage:6, reactance:24, smax:25, sum_ampacity:None, win_ampacity:None, sum_rating:None, win_rating:None, power_factor:None, win_capacity:23, starting_node_code:None, ending_node_name:281, ending_node_code:None, other_references:None, notes:None
1342 | 12018 | M2W | ON | Ontario | HONI | 1 | ac | 0.1 | 0.062 | 187.3 | 115.617 | 115 | [6 empty] | 1.85 | 61 | 67 |  | ON_MTW_JCT |  | ON_MTG_DSS |  | circuit_id:281, owner:281, planning_rgn:None, num_of_circuits:None, current:None, line_segment_length_km:6, line_segment_length_mi:6, line_length_km:6, line_length_mi:6, voltage:6, reactance:24, smax:25, sum_ampacity:None, win_ampacity:None, sum_rating:None, win_rating:None, power_factor:None, win_capacity:23, starting_node_code:None, ending_node_name:281, ending_node_code:None, other_references:None, notes:None
1343 | 12019 | M2W | ON | Ontario | HONI | 1 | ac | 0.1 | 0.062 | 187.3 | 115.617 | 115 | [6 empty] | 1.85 | 61 | 67 |  | ON_MTW_JCT |  | ON_MTW_DSS |  | circuit_id:281, owner:281, planning_rgn:None, num_of_circuits:None, current:None, line_segment_length_km:6, line_segment_length_mi:6, line_length_km:6, line_length_mi:6, voltage:6, reactance:24, smax:25, sum_ampacity:None, win_ampacity:None, sum_rating:None, win_rating:None, power_factor:None, win_capacity:23, starting_node_code:None, ending_node_name:281, ending_node_code:None, other_references:None, notes:None
1344 | 12020 | M2W | ON | Ontario | HONI | 1 | ac | 85 | 52.469 | 187.3 | 115.617 | 115 | [6 empty] | 1.85 | 61 | 67 |  | ON_MTG_JCT |  | ON_PIC_JCT |  | circuit_id:281, owner:281, planning_rgn:None, num_of_circuits:None, current:None, line_segment_length_km:6, line_segment_length_mi:6, line_length_km:6, line_length_mi:6, voltage:6, reactance:24, smax:25, sum_ampacity:None, win_ampacity:None, sum_rating:None, win_rating:None, power_factor:None, win_capacity:23, starting_node_code:None, ending_node_name:281, ending_node_code:None, other_references:None, notes:None
1345 | 12021 | M2W | ON | Ontario | HONI | 1 | ac | 0.5 | 0.309 | 187.3 | 115.617 | 115 | [6 empty] | 1.85 | 61 | 67 |  | ON_PIC_JCT |  | ON_MRT_TSS |  | circuit_id:281, owner:281, planning_rgn:None, num_of_circuits:None, current:None, line_segment_length_km:7, line_segment_length_mi:7, line_length_km:7, line_length_mi:7, voltage:7, reactance:24, smax:25, sum_ampacity:None, win_ampacity:None, sum_rating:None, win_rating:None, power_factor:None, win_capacity:23, starting_node_code:None, ending_node_name:281, ending_node_code:None, other_references:None, notes:None
1346 | 12022 | M2W | ON | Ontario | HONI | 1 | ac | 0.5 | 0.309 | 187.3 | 115.617 | 115 | [6 empty] | 1.85 | 61 | 67 |  | ON_MRT_TSS |  | ON_PIC_DSS |  | circuit_id:281, owner:281, planning_rgn:None, num_of_circuits:None, current:None, line_segment_length_km:7, line_segment_length_mi:7, line_length_km:7, line_length_mi:7, voltage:7, reactance:24, smax:25, sum_ampacity:None, win_ampacity:None, sum_rating:None, win_rating:None, power_factor:None, win_capacity:23, starting_node_code:None, ending_node_name:281, ending_node_code:None, other_references:None, notes:None
1347 | 12023 | M2W | ON | Ontario | HONI | 1 | ac | 10 | 6.173 | 187.3 | 115.617 | 115 | [6 empty] | 1.85 | 61 | 67 |  | ON_MRT_TSS |  | ON_BKR_JCT |  | circuit_id:281, owner:281, planning_rgn:None, num_of_circuits:None, current:None, line_segment_length_km:6, line_segment_length_mi:6, line_length_km:6, line_length_mi:6, voltage:6, reactance:24, smax:25, sum_ampacity:None, win_ampacity:None, sum_rating:None, win_rating:None, power_factor:None, win_capacity:23, starting_node_code:None, ending_node_name:281, ending_node_code:None, other_references:None, notes:None
1348 | 12024 | M2W | ON | Ontario | HONI | 1 | ac | 10 | 6.173 | 187.3 | 115.617 | 115 | [6 empty] | 1.85 | 61 | 67 |  | ON_BKR_JCT |  | ON_UBF_JCT |  | circuit_id:281, owner:281, planning_rgn:None, num_of_circuits:None, current:None, line_segment_length_km:6, line_segment_length_mi:6, line_length_km:6, line_length_mi:6, voltage:6, reactance:24, smax:25, sum_ampacity:None, win_ampacity:None, sum_rating:None, win_rating:None, power_factor:None, win_capacity:23, starting_node_code:None, ending_node_name:281, ending_node_code:None, other_references:None, notes:None
1349 | 12025 | M2W | ON | Ontario | HONI | 1 | ac | 5 | 3.086 | 187.3 | 115.617 | 115 | [6 empty] | 1.85 | 61 | 67 |  | ON_UBF_JCT |  | ON_WLM_JCT |  | circuit_id:281, owner:281, planning_rgn:None, num_of_circuits:None, current:None, line_segment_length_km:6, line_segment_length_mi:6, line_length_km:6, line_length_mi:6, voltage:6, reactance:24, smax:25, sum_ampacity:None, win_ampacity:None, sum_rating:None, win_rating:None, power_factor:None, win_capacity:23, starting_node_code:None, ending_node_name:281, ending_node_code:None, other_references:None, notes:None
1350 | 12026 | M2W | ON | Ontario | HONI | 1 | ac | 5 | 3.086 | 187.3 | 115.617 | 115 | [6 empty] | 1.85 | 61 | 67 |  | ON_WLM_JCT |  | ON_HML_JCT |  | circuit_id:281, owner:281, planning_rgn:None, num_of_circuits:None, current:None, line_segment_length_km:6, line_segment_length_mi:6, line_length_km:6, line_length_mi:6, voltage:6, reactance:24, smax:25, sum_ampacity:None, win_ampacity:None, sum_rating:None, win_rating:None, power_factor:None, win_capacity:23, starting_node_code:None, ending_node_name:281, ending_node_code:None, other_references:None, notes:None
1351 | 12027 | M2W | ON | Ontario | HONI | 1 | ac | 30 | 18.519 | 187.3 | 115.617 | 115 | [6 empty] | 1.85 | 61 | 67 |  | ON_HML_JCT |  | ON_ANM_JCT |  | circuit_id:281, owner:281, planning_rgn:None, num_of_circuits:None, current:None, line_segment_length_km:6, line_segment_length_mi:6, line_length_km:6, line_length_mi:6, voltage:6, reactance:24, smax:25, sum_ampacity:None, win_ampacity:None, sum_rating:None, win_rating:None, power_factor:None, win_capacity:23, starting_node_code:None, ending_node_name:281, ending_node_code:None, other_references:None, notes:None
1352 | 12028 | M2W | ON | Ontario | HONI | 1 | ac | 35 | 21.605 | 187.3 | 115.617 | 115 | [6 empty] | 1.85 | 61 | 67 |  | ON_ANM_JCT |  | ON_WHT_DSS |  | circuit_id:281, owner:281, planning_rgn:None, num_of_circuits:None, current:None, line_segment_length_km:6, line_segment_length_mi:6, line_length_km:6, line_length_mi:6, voltage:6, reactance:24, smax:25, sum_ampacity:None, win_ampacity:None, sum_rating:None, win_rating:None, power_factor:None, win_capacity:23, starting_node_code:None, ending_node_name:281, ending_node_code:None, other_references:None, notes:None
1353 | 12029 | M30A | ON | Ontario | HONI | 1 | ac | 7.8 | 4.815 | 12.2 | 7.531 | 230 | [6 empty] | 3 | 402 | 435 |  | ON_MER_TSS |  | ON_ALB_JCT |  | circuit_id:281, owner:281, planning_rgn:None, num_of_circuits:None, current:None, line_segment_length_km:7, line_segment_length_mi:7, line_length_km:7, line_length_mi:7, voltage:7, reactance:24, smax:25, sum_ampacity:None, win_ampacity:None, sum_rating:None, win_rating:None, power_factor:None, win_capacity:23, starting_node_code:None, ending_node_name:281, ending_node_code:None, other_references:None, notes:None
1354 | 12030 | M30A | ON | Ontario | HONI | 1 | ac | 0.1 | 0.062 | 12.2 | 7.531 | 230 | [6 empty] | 3 | 402 | 435 |  | ON_ALB_JCT |  | ON_ALB_DSS |  | circuit_id:281, owner:281, planning_rgn:None, num_of_circuits:None, current:None, line_segment_length_km:7, line_segment_length_mi:7, line_length_km:7, line_length_mi:7, voltage:7, reactance:24, smax:25, sum_ampacity:None, win_ampacity:None, sum_rating:None, win_rating:None, power_factor:None, win_capacity:23, starting_node_code:None, ending_node_name:281, ending_node_code:None, other_references:None, notes:None
1355 | 12031 | M30A | ON | Ontario | HONI | 1 | ac | 0.2 | 0.123 | 12.2 | 7.531 | 230 | [6 empty] | 3 | 402 | 435 |  | ON_ALB_JCT |  | ON_ELW_JCT |  | circuit_id:281, owner:281, planning_rgn:None, num_of_circuits:None, current:None, line_segment_length_km:7, line_segment_length_mi:7, line_length_km:7, line_length_mi:7, voltage:7, reactance:24, smax:25, sum_ampacity:None, win_ampacity:None, sum_rating:None, win_rating:None, power_factor:None, win_capacity:23, starting_node_code:None, ending_node_name:281, ending_node_code:None, other_references:None, notes:None
1356 | 12032 | M30A | ON | Ontario | HONI | 1 | ac | 0.1 | 0.062 | 12.2 | 7.531 | 230 | [6 empty] | 3 | 402 | 435 |  | ON_ELW_JCT |  | ON_ELW_DSS |  | circuit_id:281, owner:281, planning_rgn:None, num_of_circuits:None, current:None, line_segment_length_km:7, line_segment_length_mi:7, line_length_km:7, line_length_mi:7, voltage:7, reactance:24, smax:25, sum_ampacity:None, win_ampacity:None, sum_rating:None, win_rating:None, power_factor:None, win_capacity:23, starting_node_code:None, ending_node_name:281, ending_node_code:None, other_references:None, notes:None
1357 | 12033 | M30A | ON | Ontario | HONI | 1 | ac | 4 | 2.469 | 12.2 | 7.531 | 230 | [6 empty] | 3 | 402 | 435 |  | ON_ELW_JCT |  | ON_HWT_TSS |  | circuit_id:281, owner:281, planning_rgn:None, num_of_circuits:None, current:None, line_segment_length_km:7, line_segment_length_mi:7, line_length_km:7, line_length_mi:7, voltage:7, reactance:24, smax:25, sum_ampacity:None, win_ampacity:None, sum_rating:None, win_rating:None, power_factor:None, win_capacity:23, starting_node_code:None, ending_node_name:281, ending_node_code:None, other_references:None, notes:None
1358 | 12034 | M31 | ON | Ontario | HONI | 1 | ac | 2 | 1.235 | 8 | 4.938 | 115 | [6 empty] | 3 | 98 | 108 |  | ON_EDA_JCT |  | ON_ESP_GSS |  | circuit_id:281, owner:281, planning_rgn:None, num_of_circuits:None, current:None, line_segment_length_km:6, line_segment_length_mi:6, line_length_km:6, line_length_mi:6, voltage:6, reactance:24, smax:25, sum_ampacity:None, win_ampacity:None, sum_rating:None, win_rating:None, power_factor:None, win_capacity:23, starting_node_code:None, ending_node_name:281, ending_node_code:None, other_references:None, notes:None
1359 | 12035 | M31 | ON | Ontario | HONI | 1 | ac | 2 | 1.235 | 8 | 4.938 | 115 | [6 empty] | 3 | 98 | 108 |  | ON_EPA_JCT |  | ON_EDA_JCT |  | circuit_id:281, owner:281, planning_rgn:None, num_of_circuits:None, current:None, line_segment_length_km:6, line_segment_length_mi:6, line_length_km:6, line_length_mi:6, voltage:6, reactance:24, smax:25, sum_ampacity:None, win_ampacity:None, sum_rating:None, win_rating:None, power_factor:None, win_capacity:23, starting_node_code:None, ending_node_name:281, ending_node_code:None, other_references:None, notes:None
1360 | 12036 | M31 | ON | Ontario | HONI | 1 | ac | 2 | 1.235 | 8 | 4.938 | 115 | [6 empty] | 3 | 98 | 108 |  | ON_ESP_DSS |  | ON_EPA_JCT |  | circuit_id:281, owner:281, planning_rgn:None, num_of_circuits:None, current:None, line_segment_length_km:6, line_segment_length_mi:6, line_length_km:6, line_length_mi:6, voltage:6, reactance:24, smax:25, sum_ampacity:None, win_ampacity:None, sum_rating:None, win_rating:None, power_factor:None, win_capacity:23, starting_node_code:None, ending_node_name:281, ending_node_code:None, other_references:None, notes:None
1361 | 12037 | M31 | ON | Ontario | HONI | 1 | ac | 2 | 1.235 | 8 | 4.938 | 115 | [6 empty] | 3 | 98 | 108 |  | ON_S2B_JCT |  | ON_EPA_JCT |  | circuit_id:281, owner:281, planning_rgn:None, num_of_circuits:None, current:None, line_segment_length_km:6, line_segment_length_mi:6, line_length_km:6, line_length_mi:6, voltage:6, reactance:24, smax:25, sum_ampacity:None, win_ampacity:None, sum_rating:None, win_rating:None, power_factor:None, win_capacity:23, starting_node_code:None, ending_node_name:281, ending_node_code:None, other_references:None, notes:None
1362 | 12038 | M31A | ON | Ontario | HONI | 1 | ac | 7.8 | 4.815 | 12.2 | 7.531 | 230 | [6 empty] | 3 | 402 | 435 |  | ON_MER_TSS |  | ON_ALB_JCT |  | circuit_id:281, owner:281, planning_rgn:None, num_of_circuits:None, current:None, line_segment_length_km:7, line_segment_length_mi:7, line_length_km:7, line_length_mi:7, voltage:7, reactance:24, smax:25, sum_ampacity:None, win_ampacity:None, sum_rating:None, win_rating:None, power_factor:None, win_capacity:23, starting_node_code:None, ending_node_name:281, ending_node_code:None, other_references:None, notes:None
1363 | 12039 | M31A | ON | Ontario | HONI | 1 | ac | 0.1 | 0.062 | 12.2 | 7.531 | 230 | [6 empty] | 3 | 402 | 435 |  | ON_ALB_JCT |  | ON_ALB_DSS |  | circuit_id:281, owner:281, planning_rgn:None, num_of_circuits:None, current:None, line_segment_length_km:7, line_segment_length_mi:7, line_length_km:7, line_length_mi:7, voltage:7, reactance:24, smax:25, sum_ampacity:None, win_ampacity:None, sum_rating:None, win_rating:None, power_factor:None, win_capacity:23, starting_node_code:None, ending_node_name:281, ending_node_code:None, other_references:None, notes:None
1364 | 12040 | M31A | ON | Ontario | HONI | 1 | ac | 0.2 | 0.123 | 12.2 | 7.531 | 230 | [6 empty] | 3 | 402 | 435 |  | ON_ALB_JCT |  | ON_ELW_JCT |  | circuit_id:281, owner:281, planning_rgn:None, num_of_circuits:None, current:None, line_segment_length_km:7, line_segment_length_mi:7, line_length_km:7, line_length_mi:7, voltage:7, reactance:24, smax:25, sum_ampacity:None, win_ampacity:None, sum_rating:None, win_rating:None, power_factor:None, win_capacity:23, starting_node_code:None, ending_node_name:281, ending_node_code:None, other_references:None, notes:None
1365 | 12041 | M31A | ON | Ontario | HONI | 1 | ac | 0.1 | 0.062 | 12.2 | 7.531 | 230 | [6 empty] | 3 | 402 | 435 |  | ON_ELW_JCT |  | ON_ELW_DSS |  | circuit_id:281, owner:281, planning_rgn:None, num_of_circuits:None, current:None, line_segment_length_km:7, line_segment_length_mi:7, line_length_km:7, line_length_mi:7, voltage:7, reactance:24, smax:25, sum_ampacity:None, win_ampacity:None, sum_rating:None, win_rating:None, power_factor:None, win_capacity:23, starting_node_code:None, ending_node_name:281, ending_node_code:None, other_references:None, notes:None
1366 | 12042 | M31A | ON | Ontario | HONI | 1 | ac | 4 | 2.469 | 12.2 | 7.531 | 230 | [6 empty] | 3 | 402 | 435 |  | ON_ELW_JCT |  | ON_HWT_TSS |  | circuit_id:281, owner:281, planning_rgn:None, num_of_circuits:None, current:None, line_segment_length_km:7, line_segment_length_mi:7, line_length_km:7, line_length_mi:7, voltage:7, reactance:24, smax:25, sum_ampacity:None, win_ampacity:None, sum_rating:None, win_rating:None, power_factor:None, win_capacity:23, starting_node_code:None, ending_node_name:281, ending_node_code:None, other_references:None, notes:None
1367 | 12043 | M31W | ON | Ontario | HONI | 1 | ac | 32 | 19.753 | 121 | 74.691 | 230 | [6 empty] | 2.47 | 330 | 358 |  | ON_BUC_DSS |  | ON_SFD_JCT |  | circuit_id:281, owner:281, planning_rgn:None, num_of_circuits:None, current:None, line_segment_length_km:7, line_segment_length_mi:7, line_length_km:7, line_length_mi:7, voltage:7, reactance:24, smax:25, sum_ampacity:None, win_ampacity:None, sum_rating:None, win_rating:None, power_factor:None, win_capacity:23, starting_node_code:None, ending_node_name:281, ending_node_code:None, other_references:None, notes:None
1368 | 12044 | M31W | ON | Ontario | HONI | 1 | ac | 10 | 6.173 | 121 | 74.691 | 230 | [6 empty] | 2.47 | 330 | 358 |  | ON_SFD_JCT |  | ON_ING_JCT |  | circuit_id:281, owner:281, planning_rgn:None, num_of_circuits:None, current:None, line_segment_length_km:7, line_segment_length_mi:7, line_length_km:7, line_length_mi:7, voltage:7, reactance:24, smax:25, sum_ampacity:None, win_ampacity:None, sum_rating:None, win_rating:None, power_factor:None, win_capacity:23, starting_node_code:None, ending_node_name:281, ending_node_code:None, other_references:None, notes:None
1369 | 12045 | M31W | ON | Ontario | HONI | 1 | ac | 3 | 1.852 | 121 | 74.691 | 230 | [6 empty] | 2.47 | 330 | 358 |  | ON_ING_JCT |  | ON_ING_DSS |  | circuit_id:281, owner:281, planning_rgn:None, num_of_circuits:None, current:None, line_segment_length_km:7, line_segment_length_mi:7, line_length_km:7, line_length_mi:7, voltage:7, reactance:24, smax:25, sum_ampacity:None, win_ampacity:None, sum_rating:None, win_rating:None, power_factor:None, win_capacity:23, starting_node_code:None, ending_node_name:281, ending_node_code:None, other_references:None, notes:None
1370 | 12046 | M31W | ON | Ontario | HONI | 1 | ac | 10 | 6.173 | 121 | 74.691 | 230 | [6 empty] | 2.47 | 330 | 358 |  | ON_ING_JCT |  | ON_KRN_TSS |  | circuit_id:281, owner:281, planning_rgn:None, num_of_circuits:None, current:None, line_segment_length_km:7, line_segment_length_mi:7, line_length_km:7, line_length_mi:7, voltage:7, reactance:24, smax:25, sum_ampacity:None, win_ampacity:None, sum_rating:None, win_rating:None, power_factor:None, win_capacity:23, starting_node_code:None, ending_node_name:281, ending_node_code:None, other_references:None, notes:None
1371 | 12047 | M31W | ON | Ontario | HONI | 1 | ac | 65 | 40.123 | 121 | 74.691 | 230 | [6 empty] | 2.47 | 330 | 358 |  | ON_SFD_JCT |  | ON_CLK_JCT |  | circuit_id:281, owner:281, planning_rgn:None, num_of_circuits:None, current:None, line_segment_length_km:7, line_segment_length_mi:7, line_length_km:7, line_length_mi:7, voltage:7, reactance:24, smax:25, sum_ampacity:None, win_ampacity:None, sum_rating:None, win_rating:None, power_factor:None, win_capacity:23, starting_node_code:None, ending_node_name:281, ending_node_code:None, other_references:None, notes:None
1372 | 12048 | M31W | ON | Ontario | HONI | 1 | ac | 1 | 0.617 | 121 | 74.691 | 230 | [6 empty] | 2.47 | 330 | 358 |  | ON_CLK_JCT |  | ON_MPT_TSS |  | circuit_id:281, owner:281, planning_rgn:None, num_of_circuits:None, current:None, line_segment_length_km:7, line_segment_length_mi:7, line_length_km:7, line_length_mi:7, voltage:7, reactance:24, smax:25, sum_ampacity:None, win_ampacity:None, sum_rating:None, win_rating:None, power_factor:None, win_capacity:23, starting_node_code:None, ending_node_name:281, ending_node_code:None, other_references:None, notes:None
1373 | 12049 | M32S | ON | Ontario | HONI | 1 | ac | 6.1 | 3.765 | 16.2 | 10 | 230 | [6 empty] | 3 | 402 | 435 |  | ON_MER_TSS |  | ON_NEP_DSS |  | circuit_id:281, owner:281, planning_rgn:None, num_of_circuits:None, current:None, line_segment_length_km:7, line_segment_length_mi:7, line_length_km:7, line_length_mi:7, voltage:7, reactance:24, smax:25, sum_ampacity:None, win_ampacity:None, sum_rating:None, win_rating:None, power_factor:None, win_capacity:23, starting_node_code:None, ending_node_name:281, ending_node_code:None, other_references:None, notes:None
1374 | 12050 | M32S | ON | Ontario | HONI | 1 | ac | 9.1 | 5.617 | 16.2 | 10 | 230 | [6 empty] | 3 | 402 | 435 |  | ON_NEP_DSS |  | ON_SOM_DSS |  | circuit_id:281, owner:281, planning_rgn:None, num_of_circuits:None, current:None, line_segment_length_km:7, line_segment_length_mi:7, line_length_km:7, line_length_mi:7, voltage:7, reactance:24, smax:25, sum_ampacity:None, win_ampacity:None, sum_rating:None, win_rating:None, power_factor:None, win_capacity:23, starting_node_code:None, ending_node_name:281, ending_node_code:None, other_references:None, notes:None
1375 | 12051 | M32S | ON | Ontario | HONI | 1 | ac | 1 | 0.617 | 16.2 | 10 | 230 | [6 empty] | 3 | 402 | 435 |  | ON_SOM_DSS |  | ON_KAN_DSS |  | circuit_id:281, owner:281, planning_rgn:None, num_of_circuits:None, current:None, line_segment_length_km:7, line_segment_length_mi:7, line_length_km:7, line_length_mi:7, voltage:7, reactance:24, smax:25, sum_ampacity:None, win_ampacity:None, sum_rating:None, win_rating:None, power_factor:None, win_capacity:23, starting_node_code:None, ending_node_name:281, ending_node_code:None, other_references:None, notes:None
1376 | 12052 | M32W | ON | Ontario | HONI | 1 | ac | 32 | 19.753 | 127 | 78.395 | 230 | [6 empty] | 2.39 | 320 | 346 |  | ON_BUC_DSS |  | ON_SFD_JCT |  | circuit_id:281, owner:281, planning_rgn:None, num_of_circuits:None, current:None, line_segment_length_km:7, line_segment_length_mi:7, line_length_km:7, line_length_mi:7, voltage:7, reactance:24, smax:25, sum_ampacity:None, win_ampacity:None, sum_rating:None, win_rating:None, power_factor:None, win_capacity:23, starting_node_code:None, ending_node_name:281, ending_node_code:None, other_references:None, notes:None
1377 | 12053 | M32W | ON | Ontario | HONI | 1 | ac | 10 | 6.173 | 127 | 78.395 | 230 | [6 empty] | 2.39 | 320 | 346 |  | ON_SFD_JCT |  | ON_ING_JCT |  | circuit_id:281, owner:281, planning_rgn:None, num_of_circuits:None, current:None, line_segment_length_km:7, line_segment_length_mi:7, line_length_km:7, line_length_mi:7, voltage:7, reactance:24, smax:25, sum_ampacity:None, win_ampacity:None, sum_rating:None, win_rating:None, power_factor:None, win_capacity:23, starting_node_code:None, ending_node_name:281, ending_node_code:None, other_references:None, notes:None
1378 | 12054 | M32W | ON | Ontario | HONI | 1 | ac | 3 | 1.852 | 127 | 78.395 | 230 | [6 empty] | 2.39 | 320 | 346 |  | ON_ING_JCT |  | ON_ING_DSS |  | circuit_id:281, owner:281, planning_rgn:None, num_of_circuits:None, current:None, line_segment_length_km:7, line_segment_length_mi:7, line_length_km:7, line_length_mi:7, voltage:7, reactance:24, smax:25, sum_ampacity:None, win_ampacity:None, sum_rating:None, win_rating:None, power_factor:None, win_capacity:23, starting_node_code:None, ending_node_name:281, ending_node_code:None, other_references:None, notes:None
1379 | 12055 | M32W | ON | Ontario | HONI | 1 | ac | 10 | 6.173 | 127 | 78.395 | 230 | [6 empty] | 2.39 | 320 | 346 |  | ON_ING_JCT |  | ON_KRN_TSS |  | circuit_id:281, owner:281, planning_rgn:None, num_of_circuits:None, current:None, line_segment_length_km:7, line_segment_length_mi:7, line_length_km:7, line_length_mi:7, voltage:7, reactance:24, smax:25, sum_ampacity:None, win_ampacity:None, sum_rating:None, win_rating:None, power_factor:None, win_capacity:23, starting_node_code:None, ending_node_name:281, ending_node_code:None, other_references:None, notes:None
1380 | 12056 | M32W | ON | Ontario | HONI | 1 | ac | 53 | 32.716 | 127 | 78.395 | 230 | [6 empty] | 2.39 | 320 | 346 |  | ON_SFD_JCT |  | ON_NWP_JCT |  | circuit_id:281, owner:281, planning_rgn:None, num_of_circuits:None, current:None, line_segment_length_km:7, line_segment_length_mi:7, line_length_km:7, line_length_mi:7, voltage:7, reactance:24, smax:25, sum_ampacity:None, win_ampacity:None, sum_rating:None, win_rating:None, power_factor:None, win_capacity:23, starting_node_code:None, ending_node_name:281, ending_node_code:None, other_references:None, notes:None
1381 | 12057 | M32W | ON | Ontario | HONI | 1 | ac | 6 | 3.704 | 127 | 78.395 | 230 | [6 empty] | 2.39 | 320 | 346 |  | ON_NWP_JCT |  | ON_BRF_DSS |  | circuit_id:281, owner:281, planning_rgn:None, num_of_circuits:None, current:None, line_segment_length_km:7, line_segment_length_mi:7, line_length_km:7, line_length_mi:7, voltage:7, reactance:24, smax:25, sum_ampacity:None, win_ampacity:None, sum_rating:None, win_rating:None, power_factor:None, win_capacity:23, starting_node_code:None, ending_node_name:281, ending_node_code:None, other_references:None, notes:None
1382 | 12058 | M32W | ON | Ontario | HONI | 1 | ac | 12 | 7.407 | 127 | 78.395 | 230 | [6 empty] | 2.39 | 320 | 346 |  | ON_NWP_JCT |  | ON_CLK_JCT |  | circuit_id:281, owner:281, planning_rgn:None, num_of_circuits:None, current:None, line_segment_length_km:7, line_segment_length_mi:7, line_length_km:7, line_length_mi:7, voltage:7, reactance:24, smax:25, sum_ampacity:None, win_ampacity:None, sum_rating:None, win_rating:None, power_factor:None, win_capacity:23, starting_node_code:None, ending_node_name:281, ending_node_code:None, other_references:None, notes:None
1383 | 12059 | M32W | ON | Ontario | HONI | 1 | ac | 1 | 0.617 | 127 | 78.395 | 230 | [6 empty] | 2.39 | 320 | 346 |  | ON_CLK_JCT |  | ON_MPT_TSS |  | circuit_id:281, owner:281, planning_rgn:None, num_of_circuits:None, current:None, line_segment_length_km:7, line_segment_length_mi:7, line_length_km:7, line_length_mi:7, voltage:7, reactance:24, smax:25, sum_ampacity:None, win_ampacity:None, sum_rating:None, win_rating:None, power_factor:None, win_capacity:23, starting_node_code:None, ending_node_name:281, ending_node_code:None, other_references:None, notes:None
1384 | 12060 | M33W | ON | Ontario | HONI | 1 | ac | 32 | 19.753 | 104 | 64.198 | 230 | [6 empty] | 2.72 | 365 | 395 |  | ON_BUC_DSS |  | ON_SFD_JCT |  | circuit_id:281, owner:281, planning_rgn:None, num_of_circuits:None, current:None, line_segment_length_km:7, line_segment_length_mi:7, line_length_km:7, line_length_mi:7, voltage:7, reactance:24, smax:25, sum_ampacity:None, win_ampacity:None, sum_rating:None, win_rating:None, power_factor:None, win_capacity:23, starting_node_code:None, ending_node_name:281, ending_node_code:None, other_references:None, notes:None
1385 | 12061 | M33W | ON | Ontario | HONI | 1 | ac | 53 | 32.716 | 104 | 64.198 | 230 | [6 empty] | 2.72 | 365 | 395 |  | ON_SFD_JCT |  | ON_NWP_JCT |  | circuit_id:281, owner:281, planning_rgn:None, num_of_circuits:None, current:None, line_segment_length_km:7, line_segment_length_mi:7, line_length_km:7, line_length_mi:7, voltage:7, reactance:24, smax:25, sum_ampacity:None, win_ampacity:None, sum_rating:None, win_rating:None, power_factor:None, win_capacity:23, starting_node_code:None, ending_node_name:281, ending_node_code:None, other_references:None, notes:None
1386 | 12062 | M33W | ON | Ontario | HONI | 1 | ac | 6 | 3.704 | 104 | 64.198 | 230 | [6 empty] | 2.72 | 365 | 395 |  | ON_NWP_JCT |  | ON_BRF_DSS |  | circuit_id:281, owner:281, planning_rgn:None, num_of_circuits:None, current:None, line_segment_length_km:7, line_segment_length_mi:7, line_length_km:7, line_length_mi:7, voltage:7, reactance:24, smax:25, sum_ampacity:None, win_ampacity:None, sum_rating:None, win_rating:None, power_factor:None, win_capacity:23, starting_node_code:None, ending_node_name:281, ending_node_code:None, other_references:None, notes:None
1387 | 12063 | M33W | ON | Ontario | HONI | 1 | ac | 12 | 7.407 | 104 | 64.198 | 230 | [6 empty] | 2.72 | 365 | 395 |  | ON_NWP_JCT |  | ON_CLK_JCT |  | circuit_id:281, owner:281, planning_rgn:None, num_of_circuits:None, current:None, line_segment_length_km:7, line_segment_length_mi:7, line_length_km:7, line_length_mi:7, voltage:7, reactance:24, smax:25, sum_ampacity:None, win_ampacity:None, sum_rating:None, win_rating:None, power_factor:None, win_capacity:23, starting_node_code:None, ending_node_name:281, ending_node_code:None, other_references:None, notes:None
1388 | 12064 | M33W | ON | Ontario | HONI | 1 | ac | 1 | 0.617 | 104 | 64.198 | 230 | [6 empty] | 2.72 | 365 | 395 |  | ON_CLK_JCT |  | ON_MPT_TSS |  | circuit_id:281, owner:281, planning_rgn:None, num_of_circuits:None, current:None, line_segment_length_km:7, line_segment_length_mi:7, line_length_km:7, line_length_mi:7, voltage:7, reactance:24, smax:25, sum_ampacity:None, win_ampacity:None, sum_rating:None, win_rating:None, power_factor:None, win_capacity:23, starting_node_code:None, ending_node_name:281, ending_node_code:None, other_references:None, notes:None
1389 | 12065 | M34H | ON | Ontario | HONI | 1 | ac | 1 | 0.617 | 34 | 20.988 | 230 | [6 empty] | 3 | 402 | 435 |  | ON_MPT_TSS |  | ON_CLK_JCT |  | circuit_id:281, owner:281, planning_rgn:None, num_of_circuits:None, current:None, line_segment_length_km:7, line_segment_length_mi:7, line_length_km:7, line_length_mi:7, voltage:7, reactance:24, smax:25, sum_ampacity:None, win_ampacity:None, sum_rating:None, win_rating:None, power_factor:None, win_capacity:23, starting_node_code:None, ending_node_name:281, ending_node_code:None, other_references:None, notes:None
1390 | 12066 | M34H | ON | Ontario | HONI | 1 | ac | 12 | 7.407 | 34 | 20.988 | 230 | [6 empty] | 3 | 402 | 435 |  | ON_CLK_JCT |  | ON_SCT_JCT |  | circuit_id:281, owner:281, planning_rgn:None, num_of_circuits:None, current:None, line_segment_length_km:7, line_segment_length_mi:7, line_length_km:7, line_length_mi:7, voltage:7, reactance:24, smax:25, sum_ampacity:None, win_ampacity:None, sum_rating:None, win_rating:None, power_factor:None, win_capacity:23, starting_node_code:None, ending_node_name:281, ending_node_code:None, other_references:None, notes:None
1391 | 12067 | M34H | ON | Ontario | HONI | 1 | ac | 3 | 1.852 | 34 | 20.988 | 230 | [6 empty] | 3 | 402 | 435 |  | ON_SCT_JCT |  | ON_NEA_JCT |  | circuit_id:281, owner:281, planning_rgn:None, num_of_circuits:None, current:None, line_segment_length_km:7, line_segment_length_mi:7, line_length_km:7, line_length_mi:7, voltage:7, reactance:24, smax:25, sum_ampacity:None, win_ampacity:None, sum_rating:None, win_rating:None, power_factor:None, win_capacity:23, starting_node_code:None, ending_node_name:281, ending_node_code:None, other_references:None, notes:None
1392 | 12068 | M34H | ON | Ontario | HONI | 1 | ac | 8 | 4.938 | 34 | 20.988 | 230 | [6 empty] | 3 | 402 | 435 |  | ON_NEA_JCT |  | ON_HNN_JCT |  | circuit_id:281, owner:281, planning_rgn:None, num_of_circuits:None, current:None, line_segment_length_km:7, line_segment_length_mi:7, line_length_km:7, line_length_mi:7, voltage:7, reactance:24, smax:25, sum_ampacity:None, win_ampacity:None, sum_rating:None, win_rating:None, power_factor:None, win_capacity:23, starting_node_code:None, ending_node_name:281, ending_node_code:None, other_references:None, notes:None
1393 | 12069 | M34H | ON | Ontario | HONI | 1 | ac | 10 | 6.173 | 34 | 20.988 | 230 | [6 empty] | 3 | 402 | 435 |  | ON_HNN_JCT |  | ON_BCH_DSS |  | circuit_id:281, owner:281, planning_rgn:None, num_of_circuits:None, current:None, line_segment_length_km:7, line_segment_length_mi:7, line_length_km:7, line_length_mi:7, voltage:7, reactance:24, smax:25, sum_ampacity:None, win_ampacity:None, sum_rating:None, win_rating:None, power_factor:None, win_capacity:23, starting_node_code:None, ending_node_name:281, ending_node_code:None, other_references:None, notes:None
1394 | 12070 | M3E | ON | Ontario | HONI | 1 | ac | 20 | 12.346 | 20 | 12.346 | 115 | [6 empty] | 3 | 98 | 108 |  | ON_MNF_GSS |  | ON_EAF_DSS |  | circuit_id:281, owner:281, planning_rgn:None, num_of_circuits:None, current:None, line_segment_length_km:6, line_segment_length_mi:6, line_length_km:6, line_length_mi:6, voltage:6, reactance:24, smax:25, sum_ampacity:None, win_ampacity:None, sum_rating:None, win_rating:None, power_factor:None, win_capacity:23, starting_node_code:None, ending_node_name:281, ending_node_code:None, other_references:None, notes:None
1395 | 12071 | M4G | ON | Ontario | HONI | 1 | ac | 1.6 | 0.988 | 13 | 8.025 | 115 | [6 empty] | 3 | 98 | 108 |  | ON_MER_TSS |  | ON_NPE_JCT |  | circuit_id:281, owner:281, planning_rgn:None, num_of_circuits:None, current:None, line_segment_length_km:7, line_segment_length_mi:7, line_length_km:7, line_length_mi:7, voltage:7, reactance:24, smax:25, sum_ampacity:None, win_ampacity:None, sum_rating:None, win_rating:None, power_factor:None, win_capacity:23, starting_node_code:None, ending_node_name:281, ending_node_code:None, other_references:None, notes:None
1396 | 12072 | M4G | ON | Ontario | HONI | 1 | ac | 0.1 | 0.062 | 13 | 8.025 | 115 | [6 empty] | 3 | 98 | 108 |  | ON_NPE_JCT |  | ON_NPE_DSS |  | circuit_id:281, owner:281, planning_rgn:None, num_of_circuits:None, current:None, line_segment_length_km:7, line_segment_length_mi:7, line_length_km:7, line_length_mi:7, voltage:7, reactance:24, smax:25, sum_ampacity:None, win_ampacity:None, sum_rating:None, win_rating:None, power_factor:None, win_capacity:23, starting_node_code:None, ending_node_name:281, ending_node_code:None, other_references:None, notes:None
1397 | 12073 | M4G | ON | Ontario | HONI | 1 | ac | 1 | 0.617 | 13 | 8.025 | 115 | [6 empty] | 3 | 98 | 108 |  | ON_NPE_JCT |  | ON_OTT_JCT |  | circuit_id:281, owner:281, planning_rgn:None, num_of_circuits:None, current:None, line_segment_length_km:7, line_segment_length_mi:7, line_length_km:7, line_length_mi:7, voltage:7, reactance:24, smax:25, sum_ampacity:None, win_ampacity:None, sum_rating:None, win_rating:None, power_factor:None, win_capacity:23, starting_node_code:None, ending_node_name:281, ending_node_code:None, other_references:None, notes:None
1398 | 12074 | M4G | ON | Ontario | HONI | 1 | ac | 3.9 | 2.407 | 13 | 8.025 | 115 | [6 empty] | 3 | 98 | 108 |  | ON_OTT_JCT |  | ON_CAR_DSS |  | circuit_id:281, owner:281, planning_rgn:None, num_of_circuits:None, current:None, line_segment_length_km:7, line_segment_length_mi:7, line_length_km:7, line_length_mi:7, voltage:7, reactance:24, smax:25, sum_ampacity:None, win_ampacity:None, sum_rating:None, win_rating:None, power_factor:None, win_capacity:23, starting_node_code:None, ending_node_name:281, ending_node_code:None, other_references:None, notes:None
1399 | 12075 | M4G | ON | Ontario | HONI | 1 | ac | 5.2 | 3.21 | 13 | 8.025 | 115 | [6 empty] | 3 | 98 | 108 |  | ON_CAR_DSS |  | ON_LSG_DSS |  | circuit_id:281, owner:281, planning_rgn:None, num_of_circuits:None, current:None, line_segment_length_km:7, line_segment_length_mi:7, line_length_km:7, line_length_mi:7, voltage:7, reactance:24, smax:25, sum_ampacity:None, win_ampacity:None, sum_rating:None, win_rating:None, power_factor:None, win_capacity:23, starting_node_code:None, ending_node_name:281, ending_node_code:None, other_references:None, notes:None
1400 | 12076 | M4G | ON | Ontario | HONI | 1 | ac | 1.2 | 0.741 | 13 | 8.025 | 115 | [6 empty] | 3 | 98 | 108 |  | ON_LSG_DSS |  | ON_SLT_DSS |  | circuit_id:281, owner:281, planning_rgn:None, num_of_circuits:None, current:None, line_segment_length_km:7, line_segment_length_mi:7, line_length_km:7, line_length_mi:7, voltage:7, reactance:24, smax:25, sum_ampacity:None, win_ampacity:None, sum_rating:None, win_rating:None, power_factor:None, win_capacity:23, starting_node_code:None, ending_node_name:281, ending_node_code:None, other_references:None, notes:None
1401 | 12077 | M570V | ON | Ontario | HONI | 1 | ac | 38 | 23.457 | 38 | 23.457 | 500 | [6 empty] | 3 | 2550 | 3225 |  | ON_MIL_SWS |  | ON_CLV_TSS |  | circuit_id:281, owner:281, planning_rgn:None, num_of_circuits:None, current:None, line_segment_length_km:7, line_segment_length_mi:7, line_length_km:7, line_length_mi:7, voltage:7, reactance:24, smax:25, sum_ampacity:None, win_ampacity:None, sum_rating:None, win_rating:None, power_factor:None, win_capacity:23, starting_node_code:None, ending_node_name:281, ending_node_code:None, other_references:None, notes:None
1402 | 12078 | M571V | ON | Ontario | HONI | 1 | ac | 38 | 23.457 | 38 | 23.457 | 500 | [6 empty] | 3 | 2550 | 3225 |  | ON_MIL_SWS |  | ON_CLV_TSS |  | circuit_id:281, owner:281, planning_rgn:None, num_of_circuits:None, current:None, line_segment_length_km:7, line_segment_length_mi:7, line_length_km:7, line_length_mi:7, voltage:7, reactance:24, smax:25, sum_ampacity:None, win_ampacity:None, sum_rating:None, win_rating:None, power_factor:None, win_capacity:23, starting_node_code:None, ending_node_name:281, ending_node_code:None, other_references:None, notes:None
1403 | 12079 | M572T | ON | Ontario | HONI | 1 | ac | 12 | 7.407 | 12 | 7.407 | 500 | [6 empty] | 3 | 2550 | 3225 |  | ON_MIL_SWS |  | ON_TFL_DSS |  | circuit_id:281, owner:281, planning_rgn:None, num_of_circuits:None, current:None, line_segment_length_km:7, line_segment_length_mi:7, line_length_km:7, line_length_mi:7, voltage:7, reactance:24, smax:25, sum_ampacity:None, win_ampacity:None, sum_rating:None, win_rating:None, power_factor:None, win_capacity:23, starting_node_code:None, ending_node_name:281, ending_node_code:None, other_references:None, notes:None
1404 | 12080 | M573T | ON | Ontario | HONI | 1 | ac | 12 | 7.407 | 12 | 7.407 | 500 | [6 empty] | 3 | 2550 | 3225 |  | ON_MIL_SWS |  | ON_TFL_DSS |  | circuit_id:281, owner:281, planning_rgn:None, num_of_circuits:None, current:None, line_segment_length_km:7, line_segment_length_mi:7, line_length_km:7, line_length_mi:7, voltage:7, reactance:24, smax:25, sum_ampacity:None, win_ampacity:None, sum_rating:None, win_rating:None, power_factor:None, win_capacity:23, starting_node_code:None, ending_node_name:281, ending_node_code:None, other_references:None, notes:None
1405 | 12081 | M585M | ON | Ontario | HONI | 1 | ac | 65 | 40.123 | 65 | 40.123 | 500 | [6 empty] | 3 | 2550 | 3225 |  | ON_MPT_TSS |  | ON_MIL_SWS |  | circuit_id:281, owner:281, planning_rgn:None, num_of_circuits:None, current:None, line_segment_length_km:7, line_segment_length_mi:7, line_length_km:7, line_length_mi:7, voltage:7, reactance:24, smax:25, sum_ampacity:None, win_ampacity:None, sum_rating:None, win_rating:None, power_factor:None, win_capacity:23, starting_node_code:None, ending_node_name:281, ending_node_code:None, other_references:None, notes:None
1406 | 12082 | M5G | ON | Ontario | HONI | 1 | ac | 1.6 | 0.988 | 11.8 | 7.284 | 115 | [6 empty] | 3 | 98 | 108 |  | ON_MER_TSS |  | ON_NPE_JCT |  | circuit_id:281, owner:281, planning_rgn:None, num_of_circuits:None, current:None, line_segment_length_km:7, line_segment_length_mi:7, line_length_km:7, line_length_mi:7, voltage:7, reactance:24, smax:25, sum_ampacity:None, win_ampacity:None, sum_rating:None, win_rating:None, power_factor:None, win_capacity:23, starting_node_code:None, ending_node_name:281, ending_node_code:None, other_references:None, notes:None
1407 | 12083 | M5G | ON | Ontario | HONI | 1 | ac | 0.1 | 0.062 | 11.8 | 7.284 | 115 | [6 empty] | 3 | 98 | 108 |  | ON_NPE_JCT |  | ON_NPE_DSS |  | circuit_id:281, owner:281, planning_rgn:None, num_of_circuits:None, current:None, line_segment_length_km:7, line_segment_length_mi:7, line_length_km:7, line_length_mi:7, voltage:7, reactance:24, smax:25, sum_ampacity:None, win_ampacity:None, sum_rating:None, win_rating:None, power_factor:None, win_capacity:23, starting_node_code:None, ending_node_name:281, ending_node_code:None, other_references:None, notes:None
1408 | 12084 | M5G | ON | Ontario | HONI | 1 | ac | 1 | 0.617 | 11.8 | 7.284 | 115 | [6 empty] | 3 | 98 | 108 |  | ON_NPE_JCT |  | ON_OTT_JCT |  | circuit_id:281, owner:281, planning_rgn:None, num_of_circuits:None, current:None, line_segment_length_km:7, line_segment_length_mi:7, line_length_km:7, line_length_mi:7, voltage:7, reactance:24, smax:25, sum_ampacity:None, win_ampacity:None, sum_rating:None, win_rating:None, power_factor:None, win_capacity:23, starting_node_code:None, ending_node_name:281, ending_node_code:None, other_references:None, notes:None
1409 | 12085 | M5G | ON | Ontario | HONI | 1 | ac | 3.9 | 2.407 | 11.8 | 7.284 | 115 | [6 empty] | 3 | 98 | 108 |  | ON_OTT_JCT |  | ON_CAR_DSS |  | circuit_id:281, owner:281, planning_rgn:None, num_of_circuits:None, current:None, line_segment_length_km:7, line_segment_length_mi:7, line_length_km:7, line_length_mi:7, voltage:7, reactance:24, smax:25, sum_ampacity:None, win_ampacity:None, sum_rating:None, win_rating:None, power_factor:None, win_capacity:23, starting_node_code:None, ending_node_name:281, ending_node_code:None, other_references:None, notes:None
1410 | 12086 | M5G | ON | Ontario | HONI | 1 | ac | 5.2 | 3.21 | 11.8 | 7.284 | 115 | [6 empty] | 3 | 98 | 108 |  | ON_CAR_DSS |  | ON_LSG_DSS |  | circuit_id:281, owner:281, planning_rgn:None, num_of_circuits:None, current:None, line_segment_length_km:7, line_segment_length_mi:7, line_length_km:7, line_length_mi:7, voltage:7, reactance:24, smax:25, sum_ampacity:None, win_ampacity:None, sum_rating:None, win_rating:None, power_factor:None, win_capacity:23, starting_node_code:None, ending_node_name:281, ending_node_code:None, other_references:None, notes:None
1411 | 12087 | M6E | ON | Ontario | HONI | 1 | ac | 0.1 | 0.062 | 147.1 | 90.802 | 230 | [6 empty] | 2.17 | 290 | 314 |  | ON_BRA_JCT |  | ON_BRA_DSS |  | circuit_id:281, owner:281, planning_rgn:None, num_of_circuits:None, current:None, line_segment_length_km:6, line_segment_length_mi:6, line_length_km:6, line_length_mi:6, voltage:6, reactance:24, smax:25, sum_ampacity:None, win_ampacity:None, sum_rating:None, win_rating:None, power_factor:None, win_capacity:23, starting_node_code:None, ending_node_name:281, ending_node_code:None, other_references:None, notes:None
1412 | 12088 | M6E | ON | Ontario | HONI | 1 | ac | 7 | 4.321 | 147.1 | 90.802 | 230 | [6 empty] | 2.17 | 290 | 314 |  | ON_BRA_JCT |  | ON_MSK_DSS |  | circuit_id:281, owner:281, planning_rgn:None, num_of_circuits:None, current:None, line_segment_length_km:6, line_segment_length_mi:6, line_length_km:6, line_length_mi:6, voltage:6, reactance:24, smax:25, sum_ampacity:None, win_ampacity:None, sum_rating:None, win_rating:None, power_factor:None, win_capacity:23, starting_node_code:None, ending_node_name:281, ending_node_code:None, other_references:None, notes:None
1413 | 12089 | M6E | ON | Ontario | HONI | 1 | ac | 28 | 17.284 | 147.1 | 90.802 | 230 | [6 empty] | 2.17 | 290 | 314 |  | ON_COF_JCT |  | ON_BRA_JCT |  | circuit_id:281, owner:281, planning_rgn:None, num_of_circuits:None, current:None, line_segment_length_km:6, line_segment_length_mi:6, line_length_km:6, line_length_mi:6, voltage:6, reactance:24, smax:25, sum_ampacity:None, win_ampacity:None, sum_rating:None, win_rating:None, power_factor:None, win_capacity:23, starting_node_code:None, ending_node_name:281, ending_node_code:None, other_references:None, notes:None
1414 | 12090 | M6E | ON | Ontario | HONI | 1 | ac | 30 | 18.519 | 147.1 | 90.802 | 230 | [6 empty] | 2.17 | 290 | 314 |  | ON_COF_JCT |  | ON_ORI_DSS |  | circuit_id:281, owner:281, planning_rgn:None, num_of_circuits:None, current:None, line_segment_length_km:6, line_segment_length_mi:6, line_length_km:6, line_length_mi:6, voltage:6, reactance:24, smax:25, sum_ampacity:None, win_ampacity:None, sum_rating:None, win_rating:None, power_factor:None, win_capacity:23, starting_node_code:None, ending_node_name:281, ending_node_code:None, other_references:None, notes:None
1415 | 12091 | M6E | ON | Ontario | HONI | 1 | ac | 12 | 7.407 | 147.1 | 90.802 | 230 | [6 empty] | 2.17 | 290 | 314 |  | ON_MDH_DSS |  | ON_ESA_TSS |  | circuit_id:281, owner:281, planning_rgn:None, num_of_circuits:None, current:None, line_segment_length_km:6, line_segment_length_mi:6, line_length_km:6, line_length_mi:6, voltage:6, reactance:24, smax:25, sum_ampacity:None, win_ampacity:None, sum_rating:None, win_rating:None, power_factor:None, win_capacity:23, starting_node_code:None, ending_node_name:281, ending_node_code:None, other_references:None, notes:None
1416 | 12092 | M6E | ON | Ontario | HONI | 1 | ac | 40 | 24.691 | 147.1 | 90.802 | 230 | [6 empty] | 2.17 | 290 | 314 |  | ON_MND_DSS |  | ON_COF_JCT |  | circuit_id:281, owner:281, planning_rgn:None, num_of_circuits:None, current:None, line_segment_length_km:6, line_segment_length_mi:6, line_length_km:6, line_length_mi:6, voltage:6, reactance:24, smax:25, sum_ampacity:None, win_ampacity:None, sum_rating:None, win_rating:None, power_factor:None, win_capacity:23, starting_node_code:None, ending_node_name:281, ending_node_code:None, other_references:None, notes:None
1417 | 12093 | M6E | ON | Ontario | HONI | 1 | ac | 30 | 18.519 | 147.1 | 90.802 | 230 | [6 empty] | 2.17 | 290 | 314 |  | ON_ORI_DSS |  | ON_MDH_DSS |  | circuit_id:281, owner:281, planning_rgn:None, num_of_circuits:None, current:None, line_segment_length_km:6, line_segment_length_mi:6, line_length_km:6, line_length_mi:6, voltage:6, reactance:24, smax:25, sum_ampacity:None, win_ampacity:None, sum_rating:None, win_rating:None, power_factor:None, win_capacity:23, starting_node_code:None, ending_node_name:281, ending_node_code:None, other_references:None, notes:None
1418 | 12094 | M7E | ON | Ontario | HONI | 1 | ac | 7 | 4.321 | 147 | 90.741 | 230 | [6 empty] | 2.17 | 291 | 314 |  | ON_BRA_JCT |  | ON_MSK_DSS |  | circuit_id:281, owner:281, planning_rgn:None, num_of_circuits:None, current:None, line_segment_length_km:6, line_segment_length_mi:6, line_length_km:6, line_length_mi:6, voltage:6, reactance:24, smax:25, sum_ampacity:None, win_ampacity:None, sum_rating:None, win_rating:None, power_factor:None, win_capacity:23, starting_node_code:None, ending_node_name:281, ending_node_code:None, other_references:None, notes:None
1419 | 12095 | M7E | ON | Ontario | HONI | 1 | ac | 28 | 17.284 | 147 | 90.741 | 230 | [6 empty] | 2.17 | 291 | 314 |  | ON_COF_JCT |  | ON_BRA_JCT |  | circuit_id:281, owner:281, planning_rgn:None, num_of_circuits:None, current:None, line_segment_length_km:6, line_segment_length_mi:6, line_length_km:6, line_length_mi:6, voltage:6, reactance:24, smax:25, sum_ampacity:None, win_ampacity:None, sum_rating:None, win_rating:None, power_factor:None, win_capacity:23, starting_node_code:None, ending_node_name:281, ending_node_code:None, other_references:None, notes:None
1420 | 12096 | M7E | ON | Ontario | HONI | 1 | ac | 30 | 18.519 | 147 | 90.741 | 230 | [6 empty] | 2.17 | 291 | 314 |  | ON_COF_JCT |  | ON_ORI_DSS |  | circuit_id:281, owner:281, planning_rgn:None, num_of_circuits:None, current:None, line_segment_length_km:6, line_segment_length_mi:6, line_length_km:6, line_length_mi:6, voltage:6, reactance:24, smax:25, sum_ampacity:None, win_ampacity:None, sum_rating:None, win_rating:None, power_factor:None, win_capacity:23, starting_node_code:None, ending_node_name:281, ending_node_code:None, other_references:None, notes:None
1421 | 12097 | M7E | ON | Ontario | HONI | 1 | ac | 12 | 7.407 | 147 | 90.741 | 230 | [6 empty] | 2.17 | 291 | 314 |  | ON_MDH_DSS |  | ON_ESA_TSS |  | circuit_id:281, owner:281, planning_rgn:None, num_of_circuits:None, current:None, line_segment_length_km:6, line_segment_length_mi:6, line_length_km:6, line_length_mi:6, voltage:6, reactance:24, smax:25, sum_ampacity:None, win_ampacity:None, sum_rating:None, win_rating:None, power_factor:None, win_capacity:23, starting_node_code:None, ending_node_name:281, ending_node_code:None, other_references:None, notes:None
1422 | 12098 | M7E | ON | Ontario | HONI | 1 | ac | 40 | 24.691 | 147 | 90.741 | 230 | [6 empty] | 2.17 | 291 | 314 |  | ON_MND_DSS |  | ON_COF_JCT |  | circuit_id:281, owner:281, planning_rgn:None, num_of_circuits:None, current:None, line_segment_length_km:6, line_segment_length_mi:6, line_length_km:6, line_length_mi:6, voltage:6, reactance:24, smax:25, sum_ampacity:None, win_ampacity:None, sum_rating:None, win_rating:None, power_factor:None, win_capacity:23, starting_node_code:None, ending_node_name:281, ending_node_code:None, other_references:None, notes:None
1423 | 12099 | M7E | ON | Ontario | HONI | 1 | ac | 30 | 18.519 | 147 | 90.741 | 230 | [6 empty] | 2.17 | 291 | 314 |  | ON_ORI_DSS |  | ON_MDH_DSS |  | circuit_id:281, owner:281, planning_rgn:None, num_of_circuits:None, current:None, line_segment_length_km:6, line_segment_length_mi:6, line_length_km:6, line_length_mi:6, voltage:6, reactance:24, smax:25, sum_ampacity:None, win_ampacity:None, sum_rating:None, win_rating:None, power_factor:None, win_capacity:23, starting_node_code:None, ending_node_name:281, ending_node_code:None, other_references:None, notes:None
1424 | 12100 | M80B | ON | Ontario | HONI | 1 | ac | 0.11 | 0.068 | 135.39 | 83.574 | 230 | [6 empty] | 2.29 | 307 | 332 |  | ON_BVR_JCT |  | ON_BVT_DSS |  | circuit_id:281, owner:281, planning_rgn:None, num_of_circuits:None, current:None, line_segment_length_km:7, line_segment_length_mi:7, line_length_km:7, line_length_mi:7, voltage:7, reactance:24, smax:25, sum_ampacity:None, win_ampacity:None, sum_rating:None, win_rating:None, power_factor:None, win_capacity:23, starting_node_code:None, ending_node_name:281, ending_node_code:None, other_references:None, notes:None
1425 | 12101 | M80B | ON | Ontario | HONI | 1 | ac | 30.92 | 19.086 | 135.39 | 83.574 | 230 | [6 empty] | 2.29 | 307 | 332 |  | ON_BVR_JCT |  | ON_BRW_DSS |  | circuit_id:281, owner:281, planning_rgn:None, num_of_circuits:None, current:None, line_segment_length_km:7, line_segment_length_mi:7, line_length_km:7, line_length_mi:7, voltage:7, reactance:24, smax:25, sum_ampacity:None, win_ampacity:None, sum_rating:None, win_rating:None, power_factor:None, win_capacity:23, starting_node_code:None, ending_node_name:281, ending_node_code:None, other_references:None, notes:None
1426 | 12102 | M80B | ON | Ontario | HONI | 1 | ac | 28.23 | 17.426 | 135.39 | 83.574 | 230 | [6 empty] | 2.29 | 307 | 332 |  | ON_BVT_JCT |  | ON_LND_DSS |  | circuit_id:281, owner:281, planning_rgn:None, num_of_circuits:None, current:None, line_segment_length_km:7, line_segment_length_mi:7, line_length_km:7, line_length_mi:7, voltage:7, reactance:24, smax:25, sum_ampacity:None, win_ampacity:None, sum_rating:None, win_rating:None, power_factor:None, win_capacity:23, starting_node_code:None, ending_node_name:281, ending_node_code:None, other_references:None, notes:None
1427 | 12103 | M80B | ON | Ontario | HONI | 1 | ac | 2.49 | 1.537 | 135.39 | 83.574 | 230 | [6 empty] | 2.29 | 307 | 332 |  | ON_BVT_JCT |  | ON_BVR_JCT |  | circuit_id:281, owner:281, planning_rgn:None, num_of_circuits:None, current:None, line_segment_length_km:7, line_segment_length_mi:7, line_length_km:7, line_length_mi:7, voltage:7, reactance:24, smax:25, sum_ampacity:None, win_ampacity:None, sum_rating:None, win_rating:None, power_factor:None, win_capacity:23, starting_node_code:None, ending_node_name:281, ending_node_code:None, other_references:None, notes:None
1428 | 12104 | M80B | ON | Ontario | HONI | 1 | ac | 73.64 | 45.457 | 135.39 | 83.574 | 230 | [6 empty] | 2.29 | 307 | 332 |  | ON_MND_DSS |  | ON_BVT_JCT |  | circuit_id:281, owner:281, planning_rgn:None, num_of_circuits:None, current:None, line_segment_length_km:7, line_segment_length_mi:7, line_length_km:7, line_length_mi:7, voltage:7, reactance:24, smax:25, sum_ampacity:None, win_ampacity:None, sum_rating:None, win_rating:None, power_factor:None, win_capacity:23, starting_node_code:None, ending_node_name:281, ending_node_code:None, other_references:None, notes:None
1429 | 12105 | M81B | ON | Ontario | HONI | 1 | ac | 0.11 | 0.068 | 135.39 | 83.574 | 230 | [6 empty] | 2.29 | 307 | 332 |  | ON_BVR_JCT |  | ON_BVT_DSS |  | circuit_id:281, owner:281, planning_rgn:None, num_of_circuits:None, current:None, line_segment_length_km:7, line_segment_length_mi:7, line_length_km:7, line_length_mi:7, voltage:7, reactance:24, smax:25, sum_ampacity:None, win_ampacity:None, sum_rating:None, win_rating:None, power_factor:None, win_capacity:23, starting_node_code:None, ending_node_name:281, ending_node_code:None, other_references:None, notes:None
1430 | 12106 | M81B | ON | Ontario | HONI | 1 | ac | 30.92 | 19.086 | 135.39 | 83.574 | 230 | [6 empty] | 2.29 | 307 | 332 |  | ON_BVR_JCT |  | ON_BRW_DSS |  | circuit_id:281, owner:281, planning_rgn:None, num_of_circuits:None, current:None, line_segment_length_km:7, line_segment_length_mi:7, line_length_km:7, line_length_mi:7, voltage:7, reactance:24, smax:25, sum_ampacity:None, win_ampacity:None, sum_rating:None, win_rating:None, power_factor:None, win_capacity:23, starting_node_code:None, ending_node_name:281, ending_node_code:None, other_references:None, notes:None
1431 | 12107 | M81B | ON | Ontario | HONI | 1 | ac | 28.23 | 17.426 | 135.39 | 83.574 | 230 | [6 empty] | 2.29 | 307 | 332 |  | ON_BVT_JCT |  | ON_LND_DSS |  | circuit_id:281, owner:281, planning_rgn:None, num_of_circuits:None, current:None, line_segment_length_km:7, line_segment_length_mi:7, line_length_km:7, line_length_mi:7, voltage:7, reactance:24, smax:25, sum_ampacity:None, win_ampacity:None, sum_rating:None, win_rating:None, power_factor:None, win_capacity:23, starting_node_code:None, ending_node_name:281, ending_node_code:None, other_references:None, notes:None
1432 | 12108 | M81B | ON | Ontario | HONI | 1 | ac | 2.49 | 1.537 | 135.39 | 83.574 | 230 | [6 empty] | 2.29 | 307 | 332 |  | ON_BVT_JCT |  | ON_BVR_JCT |  | circuit_id:281, owner:281, planning_rgn:None, num_of_circuits:None, current:None, line_segment_length_km:7, line_segment_length_mi:7, line_length_km:7, line_length_mi:7, voltage:7, reactance:24, smax:25, sum_ampacity:None, win_ampacity:None, sum_rating:None, win_rating:None, power_factor:None, win_capacity:23, starting_node_code:None, ending_node_name:281, ending_node_code:None, other_references:None, notes:None
1433 | 12109 | M81B | ON | Ontario | HONI | 1 | ac | 73.64 | 45.457 | 135.39 | 83.574 | 230 | [6 empty] | 2.29 | 307 | 332 |  | ON_MND_DSS |  | ON_BVT_JCT |  | circuit_id:281, owner:281, planning_rgn:None, num_of_circuits:None, current:None, line_segment_length_km:7, line_segment_length_mi:7, line_length_km:7, line_length_mi:7, voltage:7, reactance:24, smax:25, sum_ampacity:None, win_ampacity:None, sum_rating:None, win_rating:None, power_factor:None, win_capacity:23, starting_node_code:None, ending_node_name:281, ending_node_code:None, other_references:None, notes:None
1434 | 12110 | M9K | ON | Ontario | HONI | 1 | ac | 0.1 | 0.062 | 0.2 | 0.123 | 115 | [6 empty] | 3 | 98 | 108 |  | ON_MOO_DSS |  | ON_MOO_JCT |  | circuit_id:281, owner:281, planning_rgn:None, num_of_circuits:None, current:None, line_segment_length_km:6, line_segment_length_mi:6, line_length_km:6, line_length_mi:6, voltage:6, reactance:24, smax:25, sum_ampacity:None, win_ampacity:None, sum_rating:None, win_rating:None, power_factor:None, win_capacity:23, starting_node_code:None, ending_node_name:281, ending_node_code:None, other_references:None, notes:None
1435 | 12111 | M9K | ON | Ontario | HONI | 1 | ac | 0.1 | 0.062 | 0.2 | 0.123 | 115 | [6 empty] | 3 | 98 | 108 |  | ON_MOO_JCT |  | ON_MOO_SWS |  | circuit_id:281, owner:281, planning_rgn:None, num_of_circuits:None, current:None, line_segment_length_km:6, line_segment_length_mi:6, line_length_km:6, line_length_mi:6, voltage:6, reactance:24, smax:25, sum_ampacity:None, win_ampacity:None, sum_rating:None, win_rating:None, power_factor:None, win_capacity:23, starting_node_code:None, ending_node_name:281, ending_node_code:None, other_references:None, notes:None
1436 | 12112 | MAGPIE1 | ON | Ontario | HONI | 1 | ac | 2 | 1.235 | 2 | 1.235 | 115 | [6 empty] | 3 | 98 | 108 |  | ON_DAW_DSS |  | ON_MGP_DSS |  | circuit_id:None, owner:None, planning_rgn:None, num_of_circuits:None, current:None, line_segment_length_km:7, line_segment_length_mi:7, line_length_km:7, line_length_mi:7, voltage:7, reactance:24, smax:25, sum_ampacity:None, win_ampacity:None, sum_rating:None, win_rating:None, power_factor:None, win_capacity:23, starting_node_code:None, ending_node_name:281, ending_node_code:None, other_references:None, notes:None
1437 | 12113 | MISSION1 | ON | Ontario | HONI | 1 | ac | 2 | 1.235 | 2 | 1.235 | 115 | [6 empty] | 3 | 98 | 108 |  | ON_MGP_DSS |  | ON_MSF_GSS |  | circuit_id:None, owner:None, planning_rgn:None, num_of_circuits:None, current:None, line_segment_length_km:7, line_segment_length_mi:7, line_length_km:7, line_length_mi:7, voltage:7, reactance:24, smax:25, sum_ampacity:None, win_ampacity:None, sum_rating:None, win_rating:None, power_factor:None, win_capacity:23, starting_node_code:None, ending_node_name:281, ending_node_code:None, other_references:None, notes:None
1438 | 12114 | N1S | ON | Ontario | HONI | 1 | ac | 3 | 1.852 | 5 | 3.086 | 115 | [6 empty] | 3 | 98 | 108 |  | ON_SNS_TSS |  | ON_VDL_JCT |  | circuit_id:281, owner:281, planning_rgn:None, num_of_circuits:None, current:None, line_segment_length_km:6, line_segment_length_mi:6, line_length_km:6, line_length_mi:6, voltage:6, reactance:24, smax:25, sum_ampacity:None, win_ampacity:None, sum_rating:None, win_rating:None, power_factor:None, win_capacity:23, starting_node_code:None, ending_node_name:281, ending_node_code:None, other_references:None, notes:None
1439 | 12115 | N1S | ON | Ontario | HONI | 1 | ac | 2 | 1.235 | 5 | 3.086 | 115 | [6 empty] | 3 | 98 | 108 |  | ON_VDL_JCT |  | ON_SCR_ISS |  | circuit_id:281, owner:281, planning_rgn:None, num_of_circuits:None, current:None, line_segment_length_km:6, line_segment_length_mi:6, line_length_km:6, line_length_mi:6, voltage:6, reactance:24, smax:25, sum_ampacity:None, win_ampacity:None, sum_rating:None, win_rating:None, power_factor:None, win_capacity:23, starting_node_code:None, ending_node_name:281, ending_node_code:None, other_references:None, notes:None
1440 | 12116 | N20K | ON | Ontario | HONI | 1 | ac | 3 | 1.852 | 5.1 | 3.148 | 230 | [6 empty] | 3 | 402 | 435 |  | ON_NTK_TSS |  | ON_ION_JCT |  | circuit_id:281, owner:281, planning_rgn:None, num_of_circuits:None, current:None, line_segment_length_km:6, line_segment_length_mi:6, line_length_km:6, line_length_mi:6, voltage:6, reactance:24, smax:25, sum_ampacity:None, win_ampacity:None, sum_rating:None, win_rating:None, power_factor:None, win_capacity:23, starting_node_code:None, ending_node_name:281, ending_node_code:None, other_references:None, notes:None
1441 | 12117 | N20K | ON | Ontario | HONI | 1 | ac | 2 | 1.235 | 5.1 | 3.148 | 230 | [6 empty] | 3 | 402 | 435 |  | ON_ION_JCT |  | ON_SND_JCT |  | circuit_id:281, owner:281, planning_rgn:None, num_of_circuits:None, current:None, line_segment_length_km:6, line_segment_length_mi:6, line_length_km:6, line_length_mi:6, voltage:6, reactance:24, smax:25, sum_ampacity:None, win_ampacity:None, sum_rating:None, win_rating:None, power_factor:None, win_capacity:23, starting_node_code:None, ending_node_name:281, ending_node_code:None, other_references:None, notes:None
1442 | 12118 | N20K | ON | Ontario | HONI | 1 | ac | 0.1 | 0.062 | 5.1 | 3.148 | 230 | [6 empty] | 3 | 402 | 435 |  | ON_SND_JCT |  | ON_SND_SWS |  | circuit_id:281, owner:281, planning_rgn:None, num_of_circuits:None, current:None, line_segment_length_km:6, line_segment_length_mi:6, line_length_km:6, line_length_mi:6, voltage:6, reactance:24, smax:25, sum_ampacity:None, win_ampacity:None, sum_rating:None, win_rating:None, power_factor:None, win_capacity:23, starting_node_code:None, ending_node_name:281, ending_node_code:None, other_references:None, notes:None
1443 | 12119 | N21J | ON | Ontario | HONI | 1 | ac | 0.5 | 0.309 | 5.5 | 3.395 | 230 | [6 empty] | 3 | 402 | 435 |  | ON_NTK_TSS |  | ON_STO_JCT |  | circuit_id:281, owner:281, planning_rgn:None, num_of_circuits:None, current:None, line_segment_length_km:7, line_segment_length_mi:7, line_length_km:7, line_length_mi:7, voltage:7, reactance:24, smax:25, sum_ampacity:None, win_ampacity:None, sum_rating:None, win_rating:None, power_factor:None, win_capacity:23, starting_node_code:None, ending_node_name:281, ending_node_code:None, other_references:None, notes:None
1444 | 12120 | N21J | ON | Ontario | HONI | 1 | ac | 4 | 2.469 | 5.5 | 3.395 | 230 | [6 empty] | 3 | 402 | 435 |  | ON_STO_JCT |  | ON_JRV_DSS |  | circuit_id:281, owner:281, planning_rgn:None, num_of_circuits:None, current:None, line_segment_length_km:7, line_segment_length_mi:7, line_length_km:7, line_length_mi:7, voltage:7, reactance:24, smax:25, sum_ampacity:None, win_ampacity:None, sum_rating:None, win_rating:None, power_factor:None, win_capacity:23, starting_node_code:None, ending_node_name:281, ending_node_code:None, other_references:None, notes:None
1445 | 12121 | N21J | ON | Ontario | HONI | 1 | ac | 1 | 0.617 | 5.5 | 3.395 | 230 | [6 empty] | 3 | 402 | 435 |  | ON_STO_JCT |  | ON_NTC_JCT |  | circuit_id:281, owner:281, planning_rgn:None, num_of_circuits:None, current:None, line_segment_length_km:7, line_segment_length_mi:7, line_length_km:7, line_length_mi:7, voltage:7, reactance:24, smax:25, sum_ampacity:None, win_ampacity:None, sum_rating:None, win_rating:None, power_factor:None, win_capacity:23, starting_node_code:None, ending_node_name:281, ending_node_code:None, other_references:None, notes:None
1446 | 12122 | N21W | ON | Ontario | HONI | 1 | ac | 7 | 4.321 | 132 | 81.481 | 230 | [6 empty] | 2.33 | 312 | 338 |  | ON_BUC_DSS |  | ON_BOS_JCT |  | circuit_id:281, owner:281, planning_rgn:None, num_of_circuits:None, current:None, line_segment_length_km:7, line_segment_length_mi:7, line_length_km:7, line_length_mi:7, voltage:7, reactance:24, smax:25, sum_ampacity:None, win_ampacity:None, sum_rating:None, win_rating:None, power_factor:None, win_capacity:23, starting_node_code:None, ending_node_name:281, ending_node_code:None, other_references:None, notes:None
1447 | 12123 | N21W | ON | Ontario | HONI | 1 | ac | 4 | 2.469 | 132 | 81.481 | 230 | [6 empty] | 2.33 | 312 | 338 |  | ON_BOS_JCT |  | ON_WND_DSS |  | circuit_id:281, owner:281, planning_rgn:None, num_of_circuits:None, current:None, line_segment_length_km:7, line_segment_length_mi:7, line_length_km:7, line_length_mi:7, voltage:7, reactance:24, smax:25, sum_ampacity:None, win_ampacity:None, sum_rating:None, win_rating:None, power_factor:None, win_capacity:23, starting_node_code:None, ending_node_name:281, ending_node_code:None, other_references:None, notes:None
1448 | 12124 | N21W | ON | Ontario | HONI | 1 | ac | 100 | 61.728 | 132 | 81.481 | 230 | [6 empty] | 2.33 | 312 | 338 |  | ON_BOS_JCT |  | ON_LUC_JCT |  | circuit_id:281, owner:281, planning_rgn:None, num_of_circuits:None, current:None, line_segment_length_km:6, line_segment_length_mi:6, line_length_km:6, line_length_mi:6, voltage:6, reactance:24, smax:25, sum_ampacity:None, win_ampacity:None, sum_rating:None, win_rating:None, power_factor:None, win_capacity:23, starting_node_code:None, ending_node_name:281, ending_node_code:None, other_references:None, notes:None
1449 | 12125 | N21W | ON | Ontario | HONI | 1 | ac | 1 | 0.617 | 132 | 81.481 | 230 | [6 empty] | 2.33 | 312 | 338 |  | ON_LUC_JCT |  | ON_PLK_JCT |  | circuit_id:281, owner:281, planning_rgn:None, num_of_circuits:None, current:None, line_segment_length_km:6, line_segment_length_mi:6, line_length_km:6, line_length_mi:6, voltage:6, reactance:24, smax:25, sum_ampacity:None, win_ampacity:None, sum_rating:None, win_rating:None, power_factor:None, win_capacity:23, starting_node_code:None, ending_node_name:281, ending_node_code:None, other_references:None, notes:None
1450 | 12126 | N21W | ON | Ontario | HONI | 1 | ac | 5 | 3.086 | 132 | 81.481 | 230 | [6 empty] | 2.33 | 312 | 338 |  | ON_LUC_JCT |  | ON_SNS_TSS |  | circuit_id:281, owner:281, planning_rgn:None, num_of_circuits:None, current:None, line_segment_length_km:6, line_segment_length_mi:6, line_length_km:6, line_length_mi:6, voltage:6, reactance:24, smax:25, sum_ampacity:None, win_ampacity:None, sum_rating:None, win_rating:None, power_factor:None, win_capacity:23, starting_node_code:None, ending_node_name:281, ending_node_code:None, other_references:None, notes:None
1451 | 12127 | N21W | ON | Ontario | HONI | 1 | ac | 10 | 6.173 | 132 | 81.481 | 230 | [6 empty] | 2.33 | 312 | 338 |  | ON_PLK_JCT |  | ON_CON_JCT |  | circuit_id:281, owner:281, planning_rgn:None, num_of_circuits:None, current:None, line_segment_length_km:6, line_segment_length_mi:6, line_length_km:6, line_length_mi:6, voltage:6, reactance:24, smax:25, sum_ampacity:None, win_ampacity:None, sum_rating:None, win_rating:None, power_factor:None, win_capacity:23, starting_node_code:None, ending_node_name:281, ending_node_code:None, other_references:None, notes:None
1452 | 12128 | N21W | ON | Ontario | HONI | 1 | ac | 5 | 3.086 | 132 | 81.481 | 230 | [6 empty] | 2.33 | 312 | 338 |  | ON_CON_JCT |  | ON_MOD_DSS |  | circuit_id:281, owner:281, planning_rgn:None, num_of_circuits:None, current:None, line_segment_length_km:6, line_segment_length_mi:6, line_length_km:6, line_length_mi:6, voltage:6, reactance:24, smax:25, sum_ampacity:None, win_ampacity:None, sum_rating:None, win_rating:None, power_factor:None, win_capacity:23, starting_node_code:None, ending_node_name:281, ending_node_code:None, other_references:None, notes:None
1453 | 12129 | N22J | ON | Ontario | HONI | 1 | ac | 4 | 2.469 | 6 | 3.704 | 230 | [6 empty] | 3 | 402 | 435 |  | ON_NTK_TSS |  | ON_STO_JCT |  | circuit_id:281, owner:281, planning_rgn:None, num_of_circuits:None, current:None, line_segment_length_km:7, line_segment_length_mi:7, line_length_km:7, line_length_mi:7, voltage:7, reactance:24, smax:25, sum_ampacity:None, win_ampacity:None, sum_rating:None, win_rating:None, power_factor:None, win_capacity:23, starting_node_code:None, ending_node_name:281, ending_node_code:None, other_references:None, notes:None
1454 | 12130 | N22J | ON | Ontario | HONI | 1 | ac | 1 | 0.617 | 6 | 3.704 | 230 | [6 empty] | 3 | 402 | 435 |  | ON_STO_JCT |  | ON_JRV_DSS |  | circuit_id:281, owner:281, planning_rgn:None, num_of_circuits:None, current:None, line_segment_length_km:7, line_segment_length_mi:7, line_length_km:7, line_length_mi:7, voltage:7, reactance:24, smax:25, sum_ampacity:None, win_ampacity:None, sum_rating:None, win_rating:None, power_factor:None, win_capacity:23, starting_node_code:None, ending_node_name:281, ending_node_code:None, other_references:None, notes:None
1455 | 12131 | N22J | ON | Ontario | HONI | 1 | ac | 1 | 0.617 | 6 | 3.704 | 230 | [6 empty] | 3 | 402 | 435 |  | ON_STO_JCT |  | ON_NTC_JCT |  | circuit_id:281, owner:281, planning_rgn:None, num_of_circuits:None, current:None, line_segment_length_km:7, line_segment_length_mi:7, line_length_km:7, line_length_mi:7, voltage:7, reactance:24, smax:25, sum_ampacity:None, win_ampacity:None, sum_rating:None, win_rating:None, power_factor:None, win_capacity:23, starting_node_code:None, ending_node_name:281, ending_node_code:None, other_references:None, notes:None
1456 | 12132 | N22W | ON | Ontario | HONI | 1 | ac | 8 | 4.938 | 133 | 82.099 | 230 | [6 empty] | 2.32 | 310 | 336 |  | ON_BUC_DSS |  | ON_BOS_JCT |  | circuit_id:281, owner:281, planning_rgn:None, num_of_circuits:None, current:None, line_segment_length_km:7, line_segment_length_mi:7, line_length_km:7, line_length_mi:7, voltage:7, reactance:24, smax:25, sum_ampacity:None, win_ampacity:None, sum_rating:None, win_rating:None, power_factor:None, win_capacity:23, starting_node_code:None, ending_node_name:281, ending_node_code:None, other_references:None, notes:None
1457 | 12133 | N22W | ON | Ontario | HONI | 1 | ac | 4 | 2.469 | 133 | 82.099 | 230 | [6 empty] | 2.32 | 310 | 336 |  | ON_BOS_JCT |  | ON_WND_DSS |  | circuit_id:281, owner:281, planning_rgn:None, num_of_circuits:None, current:None, line_segment_length_km:7, line_segment_length_mi:7, line_length_km:7, line_length_mi:7, voltage:7, reactance:24, smax:25, sum_ampacity:None, win_ampacity:None, sum_rating:None, win_rating:None, power_factor:None, win_capacity:23, starting_node_code:None, ending_node_name:281, ending_node_code:None, other_references:None, notes:None
1458 | 12134 | N22W | ON | Ontario | HONI | 1 | ac | 100 | 61.728 | 133 | 82.099 | 230 | [6 empty] | 2.32 | 310 | 336 |  | ON_BOS_JCT |  | ON_LUC_JCT |  | circuit_id:281, owner:281, planning_rgn:None, num_of_circuits:None, current:None, line_segment_length_km:6, line_segment_length_mi:6, line_length_km:6, line_length_mi:6, voltage:6, reactance:24, smax:25, sum_ampacity:None, win_ampacity:None, sum_rating:None, win_rating:None, power_factor:None, win_capacity:23, starting_node_code:None, ending_node_name:281, ending_node_code:None, other_references:None, notes:None
1459 | 12135 | N22W | ON | Ontario | HONI | 1 | ac | 1 | 0.617 | 133 | 82.099 | 230 | [6 empty] | 2.32 | 310 | 336 |  | ON_LUC_JCT |  | ON_PLK_JCT |  | circuit_id:281, owner:281, planning_rgn:None, num_of_circuits:None, current:None, line_segment_length_km:6, line_segment_length_mi:6, line_length_km:6, line_length_mi:6, voltage:6, reactance:24, smax:25, sum_ampacity:None, win_ampacity:None, sum_rating:None, win_rating:None, power_factor:None, win_capacity:23, starting_node_code:None, ending_node_name:281, ending_node_code:None, other_references:None, notes:None
1460 | 12136 | N22W | ON | Ontario | HONI | 1 | ac | 5 | 3.086 | 133 | 82.099 | 230 | [6 empty] | 2.32 | 310 | 336 |  | ON_LUC_JCT |  | ON_SNS_TSS |  | circuit_id:281, owner:281, planning_rgn:None, num_of_circuits:None, current:None, line_segment_length_km:6, line_segment_length_mi:6, line_length_km:6, line_length_mi:6, voltage:6, reactance:24, smax:25, sum_ampacity:None, win_ampacity:None, sum_rating:None, win_rating:None, power_factor:None, win_capacity:23, starting_node_code:None, ending_node_name:281, ending_node_code:None, other_references:None, notes:None
1461 | 12137 | N22W | ON | Ontario | HONI | 1 | ac | 10 | 6.173 | 133 | 82.099 | 230 | [6 empty] | 2.32 | 310 | 336 |  | ON_PLK_JCT |  | ON_CON_JCT |  | circuit_id:281, owner:281, planning_rgn:None, num_of_circuits:None, current:None, line_segment_length_km:6, line_segment_length_mi:6, line_length_km:6, line_length_mi:6, voltage:6, reactance:24, smax:25, sum_ampacity:None, win_ampacity:None, sum_rating:None, win_rating:None, power_factor:None, win_capacity:23, starting_node_code:None, ending_node_name:281, ending_node_code:None, other_references:None, notes:None
1462 | 12138 | N22W | ON | Ontario | HONI | 1 | ac | 5 | 3.086 | 133 | 82.099 | 230 | [6 empty] | 2.32 | 310 | 336 |  | ON_CON_JCT |  | ON_MOD_DSS |  | circuit_id:281, owner:281, planning_rgn:None, num_of_circuits:None, current:None, line_segment_length_km:6, line_segment_length_mi:6, line_length_km:6, line_length_mi:6, voltage:6, reactance:24, smax:25, sum_ampacity:None, win_ampacity:None, sum_rating:None, win_rating:None, power_factor:None, win_capacity:23, starting_node_code:None, ending_node_name:281, ending_node_code:None, other_references:None, notes:None
1463 | 12139 | N37S | ON | Ontario | HONI | 1 | ac | 5 | 3.086 | 5 | 3.086 | 230 | [6 empty] | 3 | 402 | 435 |  | ON_NTK_TSS |  | ON_SUM_SWS |  | circuit_id:281, owner:281, planning_rgn:None, num_of_circuits:None, current:None, line_segment_length_km:7, line_segment_length_mi:7, line_length_km:7, line_length_mi:7, voltage:7, reactance:24, smax:25, sum_ampacity:None, win_ampacity:None, sum_rating:None, win_rating:None, power_factor:None, win_capacity:23, starting_node_code:None, ending_node_name:281, ending_node_code:None, other_references:None, notes:None
1464 | 12140 | N4S | ON | Ontario | HONI | 1 | ac | 2.4 | 1.481 | 3.9 | 2.407 | 115 | [6 empty] | 3 | 98 | 108 |  | ON_SNS_TSS |  | ON_VDL_JCT |  | circuit_id:281, owner:281, planning_rgn:None, num_of_circuits:None, current:None, line_segment_length_km:7, line_segment_length_mi:7, line_length_km:7, line_length_mi:7, voltage:7, reactance:24, smax:25, sum_ampacity:None, win_ampacity:None, sum_rating:None, win_rating:None, power_factor:None, win_capacity:23, starting_node_code:None, ending_node_name:281, ending_node_code:None, other_references:None, notes:None
1465 | 12141 | N4S | ON | Ontario | HONI | 1 | ac | 1.5 | 0.926 | 3.9 | 2.407 | 115 | [6 empty] | 3 | 98 | 108 |  | ON_VDL_JCT |  | ON_SCR_ISS |  | circuit_id:281, owner:281, planning_rgn:None, num_of_circuits:None, current:None, line_segment_length_km:6, line_segment_length_mi:6, line_length_km:6, line_length_mi:6, voltage:6, reactance:24, smax:25, sum_ampacity:None, win_ampacity:None, sum_rating:None, win_rating:None, power_factor:None, win_capacity:23, starting_node_code:None, ending_node_name:281, ending_node_code:None, other_references:None, notes:None
1466 | 12142 | N580M | ON | Ontario | HONI | 1 | ac | 35 | 21.605 | 35 | 21.605 | 500 | [6 empty] | 3 | 2550 | 3225 |  | ON_NTK_TSS |  | ON_MPT_TSS |  | circuit_id:281, owner:281, planning_rgn:None, num_of_circuits:None, current:None, line_segment_length_km:7, line_segment_length_mi:7, line_length_km:7, line_length_mi:7, voltage:7, reactance:24, smax:25, sum_ampacity:None, win_ampacity:None, sum_rating:None, win_rating:None, power_factor:None, win_capacity:23, starting_node_code:None, ending_node_name:281, ending_node_code:None, other_references:None, notes:None
1467 | 12143 | N581M | ON | Ontario | HONI | 1 | ac | 35 | 21.605 | 35 | 21.605 | 500 | [6 empty] | 3 | 2550 | 3225 |  | ON_NTK_TSS |  | ON_MPT_TSS |  | circuit_id:281, owner:281, planning_rgn:None, num_of_circuits:None, current:None, line_segment_length_km:7, line_segment_length_mi:7, line_length_km:7, line_length_mi:7, voltage:7, reactance:24, smax:25, sum_ampacity:None, win_ampacity:None, sum_rating:None, win_rating:None, power_factor:None, win_capacity:23, starting_node_code:None, ending_node_name:281, ending_node_code:None, other_references:None, notes:None
1468 | 12144 | N582L | ON | Ontario | HONI | 1 | ac | 150 | 92.593 | 150 | 92.593 | 500 | [6 empty] | 2.14 | 1819 | 2300 |  | ON_NTK_TSS |  | ON_LGW_DSS |  | circuit_id:281, owner:281, planning_rgn:None, num_of_circuits:None, current:None, line_segment_length_km:6, line_segment_length_mi:6, line_length_km:6, line_length_mi:6, voltage:6, reactance:24, smax:25, sum_ampacity:None, win_ampacity:None, sum_rating:None, win_rating:None, power_factor:None, win_capacity:23, starting_node_code:None, ending_node_name:281, ending_node_code:None, other_references:None, notes:None
1469 | 12145 | N5K | ON | Ontario | HONI | 1 | ac | 4.5 | 2.778 | 70.5 | 43.519 | 115 | [6 empty] | 3 | 98 | 108 |  | ON_SNS_TSS |  | ON_KIM_JCT |  | circuit_id:281, owner:281, planning_rgn:None, num_of_circuits:None, current:None, line_segment_length_km:7, line_segment_length_mi:7, line_length_km:7, line_length_mi:7, voltage:7, reactance:24, smax:25, sum_ampacity:None, win_ampacity:None, sum_rating:None, win_rating:None, power_factor:None, win_capacity:23, starting_node_code:None, ending_node_name:281, ending_node_code:None, other_references:None, notes:None
1470 | 12146 | N5K | ON | Ontario | HONI | 1 | ac | 40 | 24.691 | 70.5 | 43.519 | 115 | [6 empty] | 3 | 98 | 108 |  | ON_KIM_JCT |  | ON_WLB_DSS |  | circuit_id:281, owner:281, planning_rgn:None, num_of_circuits:None, current:None, line_segment_length_km:7, line_segment_length_mi:7, line_length_km:7, line_length_mi:7, voltage:7, reactance:24, smax:25, sum_ampacity:None, win_ampacity:None, sum_rating:None, win_rating:None, power_factor:None, win_capacity:23, starting_node_code:None, ending_node_name:281, ending_node_code:None, other_references:None, notes:None
1471 | 12147 | N5K | ON | Ontario | HONI | 1 | ac | 26 | 16.049 | 70.5 | 43.519 | 115 | [6 empty] | 3 | 98 | 108 |  | ON_WLB_DSS |  | ON_KNT_DSS |  | circuit_id:281, owner:281, planning_rgn:None, num_of_circuits:None, current:None, line_segment_length_km:7, line_segment_length_mi:7, line_length_km:7, line_length_mi:7, voltage:7, reactance:24, smax:25, sum_ampacity:None, win_ampacity:None, sum_rating:None, win_rating:None, power_factor:None, win_capacity:23, starting_node_code:None, ending_node_name:281, ending_node_code:None, other_references:None, notes:None
1472 | 12148 | N5M | ON | Ontario | HONI | 1 | ac | 20 | 12.346 | 44.5 | 27.469 | 230 | [6 empty] | 3 | 402 | 435 |  | ON_NTK_TSS |  | ON_GRD_JCT |  | circuit_id:281, owner:281, planning_rgn:None, num_of_circuits:None, current:None, line_segment_length_km:7, line_segment_length_mi:7, line_length_km:7, line_length_mi:7, voltage:7, reactance:24, smax:25, sum_ampacity:None, win_ampacity:None, sum_rating:None, win_rating:None, power_factor:None, win_capacity:23, starting_node_code:None, ending_node_name:281, ending_node_code:None, other_references:None, notes:None
1473 | 12149 | N5M | ON | Ontario | HONI | 1 | ac | 0.1 | 0.062 | 44.5 | 27.469 | 230 | [6 empty] | 3 | 402 | 435 |  | ON_GRD_JCT |  | ON_GRD_GSS |  | circuit_id:281, owner:281, planning_rgn:None, num_of_circuits:None, current:None, line_segment_length_km:7, line_segment_length_mi:7, line_length_km:7, line_length_mi:7, voltage:7, reactance:24, smax:25, sum_ampacity:None, win_ampacity:None, sum_rating:None, win_rating:None, power_factor:None, win_capacity:23, starting_node_code:None, ending_node_name:281, ending_node_code:None, other_references:None, notes:None
1474 | 12150 | N5M | ON | Ontario | HONI | 1 | ac | 12.1 | 7.469 | 44.5 | 27.469 | 230 | [6 empty] | 3 | 402 | 435 |  | ON_GRD_JCT |  | ON_CAL_JCT |  | circuit_id:281, owner:281, planning_rgn:None, num_of_circuits:None, current:None, line_segment_length_km:7, line_segment_length_mi:7, line_length_km:7, line_length_mi:7, voltage:7, reactance:24, smax:25, sum_ampacity:None, win_ampacity:None, sum_rating:None, win_rating:None, power_factor:None, win_capacity:23, starting_node_code:None, ending_node_name:281, ending_node_code:None, other_references:None, notes:None
1475 | 12151 | N5M | ON | Ontario | HONI | 1 | ac | 0.1 | 0.062 | 44.5 | 27.469 | 230 | [6 empty] | 3 | 402 | 435 |  | ON_CAL_JCT |  | ON_CAL_DSS |  | circuit_id:281, owner:281, planning_rgn:None, num_of_circuits:None, current:None, line_segment_length_km:7, line_segment_length_mi:7, line_length_km:7, line_length_mi:7, voltage:7, reactance:24, smax:25, sum_ampacity:None, win_ampacity:None, sum_rating:None, win_rating:None, power_factor:None, win_capacity:23, starting_node_code:None, ending_node_name:281, ending_node_code:None, other_references:None, notes:None
1476 | 12152 | N5M | ON | Ontario | HONI | 1 | ac | 12.2 | 7.531 | 44.5 | 27.469 | 230 | [6 empty] | 3 | 402 | 435 |  | ON_CAL_JCT |  | ON_MPT_TSS |  | circuit_id:281, owner:281, planning_rgn:None, num_of_circuits:None, current:None, line_segment_length_km:7, line_segment_length_mi:7, line_length_km:7, line_length_mi:7, voltage:7, reactance:24, smax:25, sum_ampacity:None, win_ampacity:None, sum_rating:None, win_rating:None, power_factor:None, win_capacity:23, starting_node_code:None, ending_node_name:281, ending_node_code:None, other_references:None, notes:None
1477 | 12153 | N6C | ON | Ontario | HONI | 1 | ac | 3.5 | 2.16 | 3.5 | 2.16 | 115 | [6 empty] | 3 | 98 | 108 |  | ON_SNS_TSS |  | ON_STA_DSS |  | circuit_id:281, owner:281, planning_rgn:None, num_of_circuits:None, current:None, line_segment_length_km:7, line_segment_length_mi:7, line_length_km:7, line_length_mi:7, voltage:7, reactance:24, smax:25, sum_ampacity:None, win_ampacity:None, sum_rating:None, win_rating:None, power_factor:None, win_capacity:23, starting_node_code:None, ending_node_name:281, ending_node_code:None, other_references:None, notes:None
1478 | 12154 | N6M | ON | Ontario | HONI | 1 | ac | 32.1 | 19.815 | 44.4 | 27.407 | 230 | [6 empty] | 3 | 402 | 435 |  | ON_NTK_TSS |  | ON_CAL_JCT |  | circuit_id:281, owner:281, planning_rgn:None, num_of_circuits:None, current:None, line_segment_length_km:7, line_segment_length_mi:7, line_length_km:7, line_length_mi:7, voltage:7, reactance:24, smax:25, sum_ampacity:None, win_ampacity:None, sum_rating:None, win_rating:None, power_factor:None, win_capacity:23, starting_node_code:None, ending_node_name:281, ending_node_code:None, other_references:None, notes:None
1479 | 12155 | N6M | ON | Ontario | HONI | 1 | ac | 0.1 | 0.062 | 44.4 | 27.407 | 230 | [6 empty] | 3 | 402 | 435 |  | ON_CAL_JCT |  | ON_CAL_DSS |  | circuit_id:281, owner:281, planning_rgn:None, num_of_circuits:None, current:None, line_segment_length_km:7, line_segment_length_mi:7, line_length_km:7, line_length_mi:7, voltage:7, reactance:24, smax:25, sum_ampacity:None, win_ampacity:None, sum_rating:None, win_rating:None, power_factor:None, win_capacity:23, starting_node_code:None, ending_node_name:281, ending_node_code:None, other_references:None, notes:None
1480 | 12156 | N6M | ON | Ontario | HONI | 1 | ac | 12.2 | 7.531 | 44.4 | 27.407 | 230 | [6 empty] | 3 | 402 | 435 |  | ON_CAL_JCT |  | ON_MPT_TSS |  | circuit_id:281, owner:281, planning_rgn:None, num_of_circuits:None, current:None, line_segment_length_km:7, line_segment_length_mi:7, line_length_km:7, line_length_mi:7, voltage:7, reactance:24, smax:25, sum_ampacity:None, win_ampacity:None, sum_rating:None, win_rating:None, power_factor:None, win_capacity:23, starting_node_code:None, ending_node_name:281, ending_node_code:None, other_references:None, notes:None
1481 | 12157 | N6S | ON | Ontario | HONI | 1 | ac | 0.3 | 0.185 | 11.8 | 7.284 | 230 | [6 empty] | 3 | 402 | 435 |  | ON_SNS_JCT |  | ON_SNS_TSS |  | circuit_id:281, owner:281, planning_rgn:None, num_of_circuits:None, current:None, line_segment_length_km:7, line_segment_length_mi:7, line_length_km:7, line_length_mi:7, voltage:7, reactance:24, smax:25, sum_ampacity:None, win_ampacity:None, sum_rating:None, win_rating:None, power_factor:None, win_capacity:23, starting_node_code:None, ending_node_name:281, ending_node_code:None, other_references:None, notes:None
1482 | 12158 | N6S | ON | Ontario | HONI | 1 | ac | 2.4 | 1.481 | 11.8 | 7.284 | 230 | [6 empty] | 3 | 402 | 435 |  | ON_SNS_JCT |  | ON_VDL_JCT |  | circuit_id:281, owner:281, planning_rgn:None, num_of_circuits:None, current:None, line_segment_length_km:7, line_segment_length_mi:7, line_length_km:7, line_length_mi:7, voltage:7, reactance:24, smax:25, sum_ampacity:None, win_ampacity:None, sum_rating:None, win_rating:None, power_factor:None, win_capacity:23, starting_node_code:None, ending_node_name:281, ending_node_code:None, other_references:None, notes:None
1483 | 12159 | N6S | ON | Ontario | HONI | 1 | ac | 3 | 1.852 | 11.8 | 7.284 | 230 | [6 empty] | 3 | 402 | 435 |  | ON_SNS_JCT |  | ON_ARX_JCT |  | circuit_id:281, owner:281, planning_rgn:None, num_of_circuits:None, current:None, line_segment_length_km:6, line_segment_length_mi:6, line_length_km:6, line_length_mi:6, voltage:6, reactance:24, smax:25, sum_ampacity:None, win_ampacity:None, sum_rating:None, win_rating:None, power_factor:None, win_capacity:23, starting_node_code:None, ending_node_name:281, ending_node_code:None, other_references:None, notes:None
1484 | 12160 | N6S | ON | Ontario | HONI | 1 | ac | 0.1 | 0.062 | 11.8 | 7.284 | 230 | [6 empty] | 3 | 402 | 435 |  | ON_ARX_JCT |  | ON_ARX_ISS |  | circuit_id:281, owner:281, planning_rgn:None, num_of_circuits:None, current:None, line_segment_length_km:6, line_segment_length_mi:6, line_length_km:6, line_length_mi:6, voltage:6, reactance:24, smax:25, sum_ampacity:None, win_ampacity:None, sum_rating:None, win_rating:None, power_factor:None, win_capacity:23, starting_node_code:None, ending_node_name:281, ending_node_code:None, other_references:None, notes:None
1485 | 12161 | N6S | ON | Ontario | HONI | 1 | ac | 1.9 | 1.173 | 11.8 | 7.284 | 230 | [6 empty] | 3 | 402 | 435 |  | ON_ARX_JCT |  | ON_TRA_JCT |  | circuit_id:281, owner:281, planning_rgn:None, num_of_circuits:None, current:None, line_segment_length_km:6, line_segment_length_mi:6, line_length_km:6, line_length_mi:6, voltage:6, reactance:24, smax:25, sum_ampacity:None, win_ampacity:None, sum_rating:None, win_rating:None, power_factor:None, win_capacity:23, starting_node_code:None, ending_node_name:281, ending_node_code:None, other_references:None, notes:None
1486 | 12162 | N6S | ON | Ontario | HONI | 1 | ac | 0.1 | 0.062 | 11.8 | 7.284 | 230 | [6 empty] | 3 | 402 | 435 |  | ON_TRA_JCT |  | ON_TRA_GSS |  | circuit_id:281, owner:281, planning_rgn:None, num_of_circuits:None, current:None, line_segment_length_km:6, line_segment_length_mi:6, line_length_km:6, line_length_mi:6, voltage:6, reactance:24, smax:25, sum_ampacity:None, win_ampacity:None, sum_rating:None, win_rating:None, power_factor:None, win_capacity:23, starting_node_code:None, ending_node_name:281, ending_node_code:None, other_references:None, notes:None
1487 | 12163 | N6S | ON | Ontario | HONI | 1 | ac | 4 | 2.469 | 11.8 | 7.284 | 230 | [6 empty] | 3 | 402 | 435 |  | ON_TRA_JCT |  | ON_IMP_ISS |  | circuit_id:281, owner:281, planning_rgn:None, num_of_circuits:None, current:None, line_segment_length_km:6, line_segment_length_mi:6, line_length_km:6, line_length_mi:6, voltage:6, reactance:24, smax:25, sum_ampacity:None, win_ampacity:None, sum_rating:None, win_rating:None, power_factor:None, win_capacity:23, starting_node_code:None, ending_node_name:281, ending_node_code:None, other_references:None, notes:None
1488 | 12164 | N7C | ON | Ontario | HONI | 1 | ac | 3.5 | 2.16 | 3.5 | 2.16 | 115 | [6 empty] | 3 | 98 | 108 |  | ON_SNS_TSS |  | ON_STA_DSS |  | circuit_id:281, owner:281, planning_rgn:None, num_of_circuits:None, current:None, line_segment_length_km:6, line_segment_length_mi:6, line_length_km:6, line_length_mi:6, voltage:6, reactance:24, smax:25, sum_ampacity:None, win_ampacity:None, sum_rating:None, win_rating:None, power_factor:None, win_capacity:23, starting_node_code:None, ending_node_name:281, ending_node_code:None, other_references:None, notes:None
1489 | 12165 | N7S | ON | Ontario | HONI | 1 | ac | 0.3 | 0.185 | 9.3 | 5.741 | 230 | [6 empty] | 3 | 402 | 435 |  | ON_SNS_JCT |  | ON_SNS_TSS |  | circuit_id:281, owner:281, planning_rgn:None, num_of_circuits:None, current:None, line_segment_length_km:7, line_segment_length_mi:7, line_length_km:7, line_length_mi:7, voltage:7, reactance:24, smax:25, sum_ampacity:None, win_ampacity:None, sum_rating:None, win_rating:None, power_factor:None, win_capacity:23, starting_node_code:None, ending_node_name:281, ending_node_code:None, other_references:None, notes:None
1490 | 12166 | N7S | ON | Ontario | HONI | 1 | ac | 3 | 1.852 | 9.3 | 5.741 | 230 | [6 empty] | 3 | 402 | 435 |  | ON_SNS_JCT |  | ON_ARX_JCT |  | circuit_id:281, owner:281, planning_rgn:None, num_of_circuits:None, current:None, line_segment_length_km:6, line_segment_length_mi:6, line_length_km:6, line_length_mi:6, voltage:6, reactance:24, smax:25, sum_ampacity:None, win_ampacity:None, sum_rating:None, win_rating:None, power_factor:None, win_capacity:23, starting_node_code:None, ending_node_name:281, ending_node_code:None, other_references:None, notes:None
1491 | 12167 | N7S | ON | Ontario | HONI | 1 | ac | 0.1 | 0.062 | 9.3 | 5.741 | 230 | [6 empty] | 3 | 402 | 435 |  | ON_ARX_JCT |  | ON_ARX_ISS |  | circuit_id:281, owner:281, planning_rgn:None, num_of_circuits:None, current:None, line_segment_length_km:6, line_segment_length_mi:6, line_length_km:6, line_length_mi:6, voltage:6, reactance:24, smax:25, sum_ampacity:None, win_ampacity:None, sum_rating:None, win_rating:None, power_factor:None, win_capacity:23, starting_node_code:None, ending_node_name:281, ending_node_code:None, other_references:None, notes:None
1492 | 12168 | N7S | ON | Ontario | HONI | 1 | ac | 1.9 | 1.173 | 9.3 | 5.741 | 230 | [6 empty] | 3 | 402 | 435 |  | ON_ARX_JCT |  | ON_TRA_JCT |  | circuit_id:281, owner:281, planning_rgn:None, num_of_circuits:None, current:None, line_segment_length_km:6, line_segment_length_mi:6, line_length_km:6, line_length_mi:6, voltage:6, reactance:24, smax:25, sum_ampacity:None, win_ampacity:None, sum_rating:None, win_rating:None, power_factor:None, win_capacity:23, starting_node_code:None, ending_node_name:281, ending_node_code:None, other_references:None, notes:None
1493 | 12169 | N7S | ON | Ontario | HONI | 1 | ac | 4 | 2.469 | 9.3 | 5.741 | 230 | [6 empty] | 3 | 402 | 435 |  | ON_TRA_JCT |  | ON_IMP_ISS |  | circuit_id:281, owner:281, planning_rgn:None, num_of_circuits:None, current:None, line_segment_length_km:6, line_segment_length_mi:6, line_length_km:6, line_length_mi:6, voltage:6, reactance:24, smax:25, sum_ampacity:None, win_ampacity:None, sum_rating:None, win_rating:None, power_factor:None, win_capacity:23, starting_node_code:None, ending_node_name:281, ending_node_code:None, other_references:None, notes:None
1494 | 12170 | N93A | ON | Ontario | HONI | 1 | ac | 8 | 4.938 | 16.9 | 10.432 | 230 | [6 empty] | 3 | 402 | 435 |  | ON_ATK_GSS |  | ON_MRM_JCT |  | circuit_id:281, owner:281, planning_rgn:None, num_of_circuits:None, current:None, line_segment_length_km:7, line_segment_length_mi:7, line_length_km:7, line_length_mi:7, voltage:7, reactance:24, smax:25, sum_ampacity:None, win_ampacity:None, sum_rating:None, win_rating:None, power_factor:None, win_capacity:23, starting_node_code:None, ending_node_name:281, ending_node_code:None, other_references:None, notes:None
1495 | 12171 | N93A | ON | Ontario | HONI | 1 | ac | 8.9 | 5.494 | 16.9 | 10.432 | 230 | [6 empty] | 3 | 402 | 435 |  | ON_MRM_JCT |  | ON_MKZ_TSS |  | circuit_id:281, owner:281, planning_rgn:None, num_of_circuits:None, current:None, line_segment_length_km:7, line_segment_length_mi:7, line_length_km:7, line_length_mi:7, voltage:7, reactance:24, smax:25, sum_ampacity:None, win_ampacity:None, sum_rating:None, win_rating:None, power_factor:None, win_capacity:23, starting_node_code:None, ending_node_name:281, ending_node_code:None, other_references:None, notes:None
1496 | 12172 | NA12M6 | ON | Ontario | HONI | 1 | ac | 8 | 4.938 | 8 | 4.938 | 115 | [6 empty] | 3 | 98 | 108 |  | ON_BUT_DSS |  | ON_GML_JCT |  | circuit_id:281, owner:281, planning_rgn:None, num_of_circuits:None, current:None, line_segment_length_km:7, line_segment_length_mi:7, line_length_km:7, line_length_mi:7, voltage:7, reactance:24, smax:25, sum_ampacity:None, win_ampacity:None, sum_rating:None, win_rating:None, power_factor:None, win_capacity:23, starting_node_code:None, ending_node_name:281, ending_node_code:None, other_references:None, notes:None
1497 | 12173 | NA41M31 | ON | Ontario | HONI | 1 | ac | 12 | 7.407 | 12.1 | 7.469 | 115 | [6 empty] | 3 | 98 | 108 |  | ON_OLA_JCT |  | ON_GML_JCT |  | circuit_id:281, owner:281, planning_rgn:None, num_of_circuits:None, current:None, line_segment_length_km:7, line_segment_length_mi:7, line_length_km:7, line_length_mi:7, voltage:7, reactance:24, smax:25, sum_ampacity:None, win_ampacity:None, sum_rating:None, win_rating:None, power_factor:None, win_capacity:23, starting_node_code:None, ending_node_name:281, ending_node_code:None, other_references:None, notes:None
1498 | 12174 | NA41M31 | ON | Ontario | HONI | 1 | ac | 0.1 | 0.062 | 12.1 | 7.469 | 115 | [6 empty] | 3 | 98 | 108 |  | ON_ATG_DSS |  | ON_OLA_JCT |  | circuit_id:281, owner:281, planning_rgn:None, num_of_circuits:None, current:None, line_segment_length_km:7, line_segment_length_mi:7, line_length_km:7, line_length_mi:7, voltage:7, reactance:24, smax:25, sum_ampacity:None, win_ampacity:None, sum_rating:None, win_rating:None, power_factor:None, win_capacity:23, starting_node_code:None, ending_node_name:281, ending_node_code:None, other_references:None, notes:None
1499 | 12175 | NA41M42 | ON | Ontario | HONI | 1 | ac | 5 | 3.086 | 5 | 3.086 | 115 | [6 empty] | 3 | 98 | 108 |  | ON_HLM_JCT |  | ON_WGW_JCT |  | circuit_id:281, owner:281, planning_rgn:None, num_of_circuits:None, current:None, line_segment_length_km:6, line_segment_length_mi:6, line_length_km:6, line_length_mi:6, voltage:6, reactance:24, smax:25, sum_ampacity:None, win_ampacity:None, sum_rating:None, win_rating:None, power_factor:None, win_capacity:23, starting_node_code:None, ending_node_name:281, ending_node_code:None, other_references:None, notes:None
1500 | 12176 | NA64M28 | ON | Ontario | HONI | 1 | ac | 7 | 4.321 | 7 | 4.321 | 115 | [6 empty] | 3 | 98 | 108 |  | ON_ALF_JCT |  | ON_MHS_JCT |  | circuit_id:281, owner:281, planning_rgn:None, num_of_circuits:None, current:None, line_segment_length_km:7, line_segment_length_mi:7, line_length_km:7, line_length_mi:7, voltage:7, reactance:24, smax:25, sum_ampacity:None, win_ampacity:None, sum_rating:None, win_rating:None, power_factor:None, win_capacity:23, starting_node_code:None, ending_node_name:281, ending_node_code:None, other_references:None, notes:None
1501 | 12177 | NAL23M5 | ON | Ontario | HONI | 1 | ac | 5 | 3.086 | 5 | 3.086 | 115 | [6 empty] | 3 | 98 | 108 |  | ON_CRO_JCT |  | ON_NBO_DSS |  | circuit_id:281, owner:281, planning_rgn:None, num_of_circuits:None, current:None, line_segment_length_km:6, line_segment_length_mi:6, line_length_km:6, line_length_mi:6, voltage:6, reactance:24, smax:25, sum_ampacity:None, win_ampacity:None, sum_rating:None, win_rating:None, power_factor:None, win_capacity:23, starting_node_code:None, ending_node_name:281, ending_node_code:None, other_references:None, notes:None
1502 | 12178 | NAL23M6 | ON | Ontario | HONI | 1 | ac | 6 | 3.704 | 6 | 3.704 | 115 | [6 empty] | 3 | 98 | 108 |  | ON_CRO_JCT |  | ON_ELG_JCT |  | circuit_id:281, owner:281, planning_rgn:None, num_of_circuits:None, current:None, line_segment_length_km:6, line_segment_length_mi:6, line_length_km:6, line_length_mi:6, voltage:6, reactance:24, smax:25, sum_ampacity:None, win_ampacity:None, sum_rating:None, win_rating:None, power_factor:None, win_capacity:23, starting_node_code:None, ending_node_name:281, ending_node_code:None, other_references:None, notes:None
1503 | 12179 | NAL82M28 | ON | Ontario | HONI | 1 | ac | 11 | 6.79 | 11 | 6.79 | 115 | [6 empty] | 3 | 98 | 108 |  | ON_SMF_DSS |  | ON_JSP_DSS |  | circuit_id:281, owner:281, planning_rgn:None, num_of_circuits:None, current:None, line_segment_length_km:6, line_segment_length_mi:6, line_length_km:6, line_length_mi:6, voltage:6, reactance:24, smax:25, sum_ampacity:None, win_ampacity:None, sum_rating:None, win_rating:None, power_factor:None, win_capacity:23, starting_node_code:None, ending_node_name:281, ending_node_code:None, other_references:None, notes:None
1504 | 12180 | NAR43M21 | ON | Ontario | HONI | 1 | ac | 4.2 | 2.593 | 9.2 | 5.679 | 115 | [6 empty] | 3 | 98 | 108 |  | ON_LUM_JCT |  | ON_TOD_JCT |  | circuit_id:281, owner:281, planning_rgn:None, num_of_circuits:None, current:None, line_segment_length_km:7, line_segment_length_mi:7, line_length_km:7, line_length_mi:7, voltage:7, reactance:24, smax:25, sum_ampacity:None, win_ampacity:None, sum_rating:None, win_rating:None, power_factor:None, win_capacity:23, starting_node_code:None, ending_node_name:281, ending_node_code:None, other_references:None, notes:None
1505 | 12181 | NAR43M21 | ON | Ontario | HONI | 1 | ac | 5 | 3.086 | 9.2 | 5.679 | 115 | [6 empty] | 3 | 98 | 108 |  | ON_WDN_DSS |  | ON_LUM_JCT |  | circuit_id:281, owner:281, planning_rgn:None, num_of_circuits:None, current:None, line_segment_length_km:6, line_segment_length_mi:6, line_length_km:6, line_length_mi:6, voltage:6, reactance:24, smax:25, sum_ampacity:None, win_ampacity:None, sum_rating:None, win_rating:None, power_factor:None, win_capacity:23, starting_node_code:None, ending_node_name:281, ending_node_code:None, other_references:None, notes:None
1506 | 12182 | NAR43M31 | ON | Ontario | HONI | 1 | ac | 5 | 3.086 | 5 | 3.086 | 115 | [6 empty] | 3 | 98 | 108 |  | ON_WDN_DSS |  | ON_LUM_JCT |  | circuit_id:281, owner:281, planning_rgn:None, num_of_circuits:None, current:None, line_segment_length_km:6, line_segment_length_mi:6, line_length_km:6, line_length_mi:6, voltage:6, reactance:24, smax:25, sum_ampacity:None, win_ampacity:None, sum_rating:None, win_rating:None, power_factor:None, win_capacity:23, starting_node_code:None, ending_node_name:281, ending_node_code:None, other_references:None, notes:None
1507 | 12183 | NAR43M32 | ON | Ontario | HONI | 1 | ac | 5 | 3.086 | 5 | 3.086 | 115 | [6 empty] | 3 | 98 | 108 |  | ON_WDN_DSS |  | ON_LUM_JCT |  | circuit_id:281, owner:281, planning_rgn:None, num_of_circuits:None, current:None, line_segment_length_km:6, line_segment_length_mi:6, line_length_km:6, line_length_mi:6, voltage:6, reactance:24, smax:25, sum_ampacity:None, win_ampacity:None, sum_rating:None, win_rating:None, power_factor:None, win_capacity:23, starting_node_code:None, ending_node_name:281, ending_node_code:None, other_references:None, notes:None
1508 | 12184 | NAV1 | ON | Ontario | HONI | 1 | ac | 1 | 0.617 | 1 | 0.617 | 115 | [6 empty] | 3 | 98 | 108 |  | ON_TDL_DSS |  | ON_NAV_DSS | Deleted Line NF3M11 | circuit_id:None, owner:None, planning_rgn:None, num_of_circuits:None, current:None, line_segment_length_km:7, line_segment_length_mi:7, line_length_km:7, line_length_mi:7, voltage:7, reactance:24, smax:25, sum_ampacity:None, win_ampacity:None, sum_rating:None, win_rating:None, power_factor:None, win_capacity:23, starting_node_code:None, ending_node_name:281, ending_node_code:None, other_references:None, notes:None
1509 | 12185 | P13T | ON | Ontario | HONI | 1 | ac | 1 | 0.617 | 1 | 0.617 | 115 | [6 empty] | 3 | 98 | 108 |  | ON_PCP_TSS |  | ON_TMM_DSS |  | circuit_id:281, owner:281, planning_rgn:None, num_of_circuits:None, current:None, line_segment_length_km:6, line_segment_length_mi:6, line_length_km:6, line_length_mi:6, voltage:6, reactance:24, smax:25, sum_ampacity:None, win_ampacity:None, sum_rating:None, win_rating:None, power_factor:None, win_capacity:23, starting_node_code:None, ending_node_name:281, ending_node_code:None, other_references:None, notes:None
1510 | 12186 | P15C | ON | Ontario | HONI | 1 | ac | 75 | 46.296 | 75 | 46.296 | 230 | [6 empty] | 3 | 402 | 435 |  | ON_DOB_DSS |  | ON_CHW_DSS |  | circuit_id:281, owner:281, planning_rgn:None, num_of_circuits:None, current:None, line_segment_length_km:6, line_segment_length_mi:6, line_length_km:6, line_length_mi:6, voltage:6, reactance:24, smax:25, sum_ampacity:None, win_ampacity:None, sum_rating:None, win_rating:None, power_factor:None, win_capacity:23, starting_node_code:None, ending_node_name:281, ending_node_code:None, other_references:None, notes:None
1511 | 12187 | P15T | ON | Ontario | HONI | 1 | ac | 1 | 0.617 | 1 | 0.617 | 115 | [6 empty] | 3 | 98 | 108 |  | ON_PCP_TSS |  | ON_TMM_DSS |  | circuit_id:281, owner:281, planning_rgn:None, num_of_circuits:None, current:None, line_segment_length_km:6, line_segment_length_mi:6, line_length_km:6, line_length_mi:6, voltage:6, reactance:24, smax:25, sum_ampacity:None, win_ampacity:None, sum_rating:None, win_rating:None, power_factor:None, win_capacity:23, starting_node_code:None, ending_node_name:281, ending_node_code:None, other_references:None, notes:None
1512 | 12188 | P1P | ON | Ontario | HONI | 1 | ac | 0.1 | 0.062 | 0.1 | 0.062 | 115 | [6 empty] | 3 | 98 | 108 |  | ON_PTA_DSS |  | ON_PTA_JCT |  | circuit_id:281, owner:281, planning_rgn:None, num_of_circuits:None, current:None, line_segment_length_km:6, line_segment_length_mi:6, line_length_km:6, line_length_mi:6, voltage:6, reactance:24, smax:25, sum_ampacity:None, win_ampacity:None, sum_rating:None, win_rating:None, power_factor:None, win_capacity:23, starting_node_code:None, ending_node_name:281, ending_node_code:None, other_references:None, notes:None
1513 | 12189 | P1T | ON | Ontario | HONI | 1 | ac | 1 | 0.617 | 1.1 | 0.679 | 115 | [6 empty] | 3 | 98 | 108 |  | ON_PTA_DSS |  | ON_TBP_JCT |  | circuit_id:281, owner:281, planning_rgn:None, num_of_circuits:None, current:None, line_segment_length_km:6, line_segment_length_mi:6, line_length_km:6, line_length_mi:6, voltage:6, reactance:24, smax:25, sum_ampacity:None, win_ampacity:None, sum_rating:None, win_rating:None, power_factor:None, win_capacity:23, starting_node_code:None, ending_node_name:281, ending_node_code:None, other_references:None, notes:None
1514 | 12190 | P1T | ON | Ontario | HONI | 1 | ac | 0.1 | 0.062 | 1.1 | 0.679 | 115 | [6 empty] | 3 | 98 | 108 |  | ON_TBP_JCT |  | ON_TBP_ISS |  | circuit_id:281, owner:281, planning_rgn:None, num_of_circuits:None, current:None, line_segment_length_km:6, line_segment_length_mi:6, line_length_km:6, line_length_mi:6, voltage:6, reactance:24, smax:25, sum_ampacity:None, win_ampacity:None, sum_rating:None, win_rating:None, power_factor:None, win_capacity:23, starting_node_code:None, ending_node_name:281, ending_node_code:None, other_references:None, notes:None
1515 | 12191 | P21G | ON | Ontario | HONI | 1 | ac | 135 | 83.333 | 135 | 83.333 | 230 | [6 empty] | 2.29 | 307 | 333 |  | ON_TDL_DSS |  | ON_MSS_DSS |  | circuit_id:281, owner:281, planning_rgn:None, num_of_circuits:None, current:None, line_segment_length_km:7, line_segment_length_mi:7, line_length_km:7, line_length_mi:7, voltage:7, reactance:24, smax:25, sum_ampacity:None, win_ampacity:None, sum_rating:None, win_rating:None, power_factor:None, win_capacity:23, starting_node_code:None, ending_node_name:281, ending_node_code:None, other_references:None, notes:None
1516 | 12192 | P21R | ON | Ontario | HONI | 1 | ac | 0.5 | 0.309 | 29.5 | 18.21 | 230 | [6 empty] | 3 | 402 | 435 |  | ON_PKW_TSS |  | ON_MJ1_JCT |  | circuit_id:281, owner:281, planning_rgn:None, num_of_circuits:None, current:None, line_segment_length_km:7, line_segment_length_mi:7, line_length_km:7, line_length_mi:7, voltage:7, reactance:24, smax:25, sum_ampacity:None, win_ampacity:None, sum_rating:None, win_rating:None, power_factor:None, win_capacity:23, starting_node_code:None, ending_node_name:281, ending_node_code:None, other_references:None, notes:None
1517 | 12193 | P21R | ON | Ontario | HONI | 1 | ac | 0.5 | 0.309 | 29.5 | 18.21 | 230 | [6 empty] | 3 | 402 | 435 |  | ON_MJ1_JCT |  | ON_MM1_DSS |  | circuit_id:281, owner:281, planning_rgn:None, num_of_circuits:None, current:None, line_segment_length_km:7, line_segment_length_mi:7, line_length_km:7, line_length_mi:7, voltage:7, reactance:24, smax:25, sum_ampacity:None, win_ampacity:None, sum_rating:None, win_rating:None, power_factor:None, win_capacity:23, starting_node_code:None, ending_node_name:281, ending_node_code:None, other_references:None, notes:None
1518 | 12194 | P21R | ON | Ontario | HONI | 1 | ac | 0.5 | 0.309 | 29.5 | 18.21 | 230 | [6 empty] | 3 | 402 | 435 |  | ON_MJ1_JCT |  | ON_IBM_JCT |  | circuit_id:281, owner:281, planning_rgn:None, num_of_circuits:None, current:None, line_segment_length_km:7, line_segment_length_mi:7, line_length_km:7, line_length_mi:7, voltage:7, reactance:24, smax:25, sum_ampacity:None, win_ampacity:None, sum_rating:None, win_rating:None, power_factor:None, win_capacity:23, starting_node_code:None, ending_node_name:281, ending_node_code:None, other_references:None, notes:None
1519 | 12195 | P21R | ON | Ontario | HONI | 1 | ac | 0.1 | 0.062 | 29.5 | 18.21 | 230 | [6 empty] | 3 | 402 | 435 |  | ON_IBM_JCT |  | ON_IBM_ISS |  | circuit_id:281, owner:281, planning_rgn:None, num_of_circuits:None, current:None, line_segment_length_km:7, line_segment_length_mi:7, line_length_km:7, line_length_mi:7, voltage:7, reactance:24, smax:25, sum_ampacity:None, win_ampacity:None, sum_rating:None, win_rating:None, power_factor:None, win_capacity:23, starting_node_code:None, ending_node_name:281, ending_node_code:None, other_references:None, notes:None
1520 | 12196 | P21R | ON | Ontario | HONI | 1 | ac | 6 | 3.704 | 29.5 | 18.21 | 230 | [6 empty] | 3 | 402 | 435 |  | ON_IBM_JCT |  | ON_LSE_JCT |  | circuit_id:281, owner:281, planning_rgn:None, num_of_circuits:None, current:None, line_segment_length_km:7, line_segment_length_mi:7, line_length_km:7, line_length_mi:7, voltage:7, reactance:24, smax:25, sum_ampacity:None, win_ampacity:None, sum_rating:None, win_rating:None, power_factor:None, win_capacity:23, starting_node_code:None, ending_node_name:281, ending_node_code:None, other_references:None, notes:None
1521 | 12197 | P21R | ON | Ontario | HONI | 1 | ac | 0.1 | 0.062 | 29.5 | 18.21 | 230 | [6 empty] | 3 | 402 | 435 |  | ON_LSE_JCT |  | ON_LSL_DSS |  | circuit_id:281, owner:281, planning_rgn:None, num_of_circuits:None, current:None, line_segment_length_km:7, line_segment_length_mi:7, line_length_km:7, line_length_mi:7, voltage:7, reactance:24, smax:25, sum_ampacity:None, win_ampacity:None, sum_rating:None, win_rating:None, power_factor:None, win_capacity:23, starting_node_code:None, ending_node_name:281, ending_node_code:None, other_references:None, notes:None
1522 | 12198 | P21R | ON | Ontario | HONI | 1 | ac | 0.1 | 0.062 | 29.5 | 18.21 | 230 | [6 empty] | 3 | 402 | 435 |  | ON_LSE_JCT |  | ON_LSW_JCT |  | circuit_id:281, owner:281, planning_rgn:None, num_of_circuits:None, current:None, line_segment_length_km:7, line_segment_length_mi:7, line_length_km:7, line_length_mi:7, voltage:7, reactance:24, smax:25, sum_ampacity:None, win_ampacity:None, sum_rating:None, win_rating:None, power_factor:None, win_capacity:23, starting_node_code:None, ending_node_name:281, ending_node_code:None, other_references:None, notes:None
1523 | 12199 | P21R | ON | Ontario | HONI | 1 | ac | 0.1 | 0.062 | 29.5 | 18.21 | 230 | [6 empty] | 3 | 402 | 435 |  | ON_LSW_JCT |  | ON_LSL_DSS |  | circuit_id:281, owner:281, planning_rgn:None, num_of_circuits:None, current:None, line_segment_length_km:7, line_segment_length_mi:7, line_length_km:7, line_length_mi:7, voltage:7, reactance:24, smax:25, sum_ampacity:None, win_ampacity:None, sum_rating:None, win_rating:None, power_factor:None, win_capacity:23, starting_node_code:None, ending_node_name:281, ending_node_code:None, other_references:None, notes:None
1524 | 12200 | P21R | ON | Ontario | HONI | 1 | ac | 13.5 | 8.333 | 29.5 | 18.21 | 230 | [6 empty] | 3 | 402 | 435 |  | ON_LSW_JCT |  | ON_FIN_JCT |  | circuit_id:281, owner:281, planning_rgn:None, num_of_circuits:None, current:None, line_segment_length_km:7, line_segment_length_mi:7, line_length_km:7, line_length_mi:7, voltage:7, reactance:24, smax:25, sum_ampacity:None, win_ampacity:None, sum_rating:None, win_rating:None, power_factor:None, win_capacity:23, starting_node_code:None, ending_node_name:281, ending_node_code:None, other_references:None, notes:None
1525 | 12201 | P21R | ON | Ontario | HONI | 1 | ac | 0.1 | 0.062 | 29.5 | 18.21 | 230 | [6 empty] | 3 | 402 | 435 |  | ON_FIN_JCT |  | ON_FIN_DSS |  | circuit_id:281, owner:281, planning_rgn:None, num_of_circuits:None, current:None, line_segment_length_km:7, line_segment_length_mi:7, line_length_km:7, line_length_mi:7, voltage:7, reactance:24, smax:25, sum_ampacity:None, win_ampacity:None, sum_rating:None, win_rating:None, power_factor:None, win_capacity:23, starting_node_code:None, ending_node_name:281, ending_node_code:None, other_references:None, notes:None
1526 | 12202 | P21R | ON | Ontario | HONI | 1 | ac | 8 | 4.938 | 29.5 | 18.21 | 230 | [6 empty] | 3 | 402 | 435 |  | ON_FIN_JCT |  | ON_RCV_DSS |  | circuit_id:281, owner:281, planning_rgn:None, num_of_circuits:None, current:None, line_segment_length_km:7, line_segment_length_mi:7, line_length_km:7, line_length_mi:7, voltage:7, reactance:24, smax:25, sum_ampacity:None, win_ampacity:None, sum_rating:None, win_rating:None, power_factor:None, win_capacity:23, starting_node_code:None, ending_node_name:281, ending_node_code:None, other_references:None, notes:None
1527 | 12203 | P22G | ON | Ontario | HONI | 1 | ac | 0.1 | 0.062 | 135.1 | 83.395 | 230 | [6 empty] | 2.29 | 307 | 332 |  | ON_ERV_JCT |  | ON_ERV_DSS |  | circuit_id:None, owner:None, planning_rgn:None, num_of_circuits:None, current:None, line_segment_length_km:7, line_segment_length_mi:7, line_length_km:7, line_length_mi:7, voltage:7, reactance:24, smax:25, sum_ampacity:None, win_ampacity:None, sum_rating:None, win_rating:None, power_factor:None, win_capacity:23, starting_node_code:None, ending_node_name:281, ending_node_code:None, other_references:None, notes:None
1528 | 12204 | P22G | ON | Ontario | HONI | 1 | ac | 100 | 61.728 | 135.1 | 83.395 | 230 | [6 empty] | 2.29 | 307 | 332 |  | ON_ERV_JCT |  | ON_MSS_DSS |  | circuit_id:None, owner:None, planning_rgn:None, num_of_circuits:None, current:None, line_segment_length_km:7, line_segment_length_mi:7, line_length_km:7, line_length_mi:7, voltage:7, reactance:24, smax:25, sum_ampacity:None, win_ampacity:None, sum_rating:None, win_rating:None, power_factor:None, win_capacity:23, starting_node_code:None, ending_node_name:281, ending_node_code:None, other_references:None, notes:None
1529 | 12205 | P22G | ON | Ontario | HONI | 1 | ac | 35 | 21.605 | 135.1 | 83.395 | 230 | [6 empty] | 2.29 | 307 | 332 |  | ON_TDL_DSS |  | ON_ERV_JCT |  | circuit_id:None, owner:None, planning_rgn:None, num_of_circuits:None, current:None, line_segment_length_km:7, line_segment_length_mi:7, line_length_km:7, line_length_mi:7, voltage:7, reactance:24, smax:25, sum_ampacity:None, win_ampacity:None, sum_rating:None, win_rating:None, power_factor:None, win_capacity:23, starting_node_code:None, ending_node_name:281, ending_node_code:None, other_references:None, notes:None
1530 | 12206 | P22R | ON | Ontario | HONI | 1 | ac | 0.5 | 0.309 | 30.2 | 18.642 | 230 | [6 empty] | 3 | 402 | 435 |  | ON_PKW_TSS |  | ON_MJ1_JCT |  | circuit_id:281, owner:281, planning_rgn:None, num_of_circuits:None, current:None, line_segment_length_km:7, line_segment_length_mi:7, line_length_km:7, line_length_mi:7, voltage:7, reactance:24, smax:25, sum_ampacity:None, win_ampacity:None, sum_rating:None, win_rating:None, power_factor:None, win_capacity:23, starting_node_code:None, ending_node_name:281, ending_node_code:None, other_references:None, notes:None
1531 | 12207 | P22R | ON | Ontario | HONI | 1 | ac | 0.5 | 0.309 | 30.2 | 18.642 | 230 | [6 empty] | 3 | 402 | 435 |  | ON_MJ1_JCT |  | ON_MM1_DSS |  | circuit_id:281, owner:281, planning_rgn:None, num_of_circuits:None, current:None, line_segment_length_km:7, line_segment_length_mi:7, line_length_km:7, line_length_mi:7, voltage:7, reactance:24, smax:25, sum_ampacity:None, win_ampacity:None, sum_rating:None, win_rating:None, power_factor:None, win_capacity:23, starting_node_code:None, ending_node_name:281, ending_node_code:None, other_references:None, notes:None
1532 | 12208 | P22R | ON | Ontario | HONI | 1 | ac | 0.5 | 0.309 | 30.2 | 18.642 | 230 | [6 empty] | 3 | 402 | 435 |  | ON_MJ1_JCT |  | ON_IBM_JCT |  | circuit_id:281, owner:281, planning_rgn:None, num_of_circuits:None, current:None, line_segment_length_km:7, line_segment_length_mi:7, line_length_km:7, line_length_mi:7, voltage:7, reactance:24, smax:25, sum_ampacity:None, win_ampacity:None, sum_rating:None, win_rating:None, power_factor:None, win_capacity:23, starting_node_code:None, ending_node_name:281, ending_node_code:None, other_references:None, notes:None
1533 | 12209 | P22R | ON | Ontario | HONI | 1 | ac | 0.1 | 0.062 | 30.2 | 18.642 | 230 | [6 empty] | 3 | 402 | 435 |  | ON_IBM_JCT |  | ON_IBM_ISS |  | circuit_id:281, owner:281, planning_rgn:None, num_of_circuits:None, current:None, line_segment_length_km:7, line_segment_length_mi:7, line_length_km:7, line_length_mi:7, voltage:7, reactance:24, smax:25, sum_ampacity:None, win_ampacity:None, sum_rating:None, win_rating:None, power_factor:None, win_capacity:23, starting_node_code:None, ending_node_name:281, ending_node_code:None, other_references:None, notes:None
1534 | 12210 | P22R | ON | Ontario | HONI | 1 | ac | 12 | 7.407 | 30.2 | 18.642 | 230 | [6 empty] | 3 | 402 | 435 |  | ON_IBM_JCT |  | ON_BTH_JCT |  | circuit_id:281, owner:281, planning_rgn:None, num_of_circuits:None, current:None, line_segment_length_km:7, line_segment_length_mi:7, line_length_km:7, line_length_mi:7, voltage:7, reactance:24, smax:25, sum_ampacity:None, win_ampacity:None, sum_rating:None, win_rating:None, power_factor:None, win_capacity:23, starting_node_code:None, ending_node_name:281, ending_node_code:None, other_references:None, notes:None
1535 | 12211 | P22R | ON | Ontario | HONI | 1 | ac | 1.5 | 0.926 | 30.2 | 18.642 | 230 | [6 empty] | 3 | 402 | 435 |  | ON_BTH_JCT |  | ON_BTH_DSS |  | circuit_id:281, owner:281, planning_rgn:None, num_of_circuits:None, current:None, line_segment_length_km:7, line_segment_length_mi:7, line_length_km:7, line_length_mi:7, voltage:7, reactance:24, smax:25, sum_ampacity:None, win_ampacity:None, sum_rating:None, win_rating:None, power_factor:None, win_capacity:23, starting_node_code:None, ending_node_name:281, ending_node_code:None, other_references:None, notes:None
1536 | 12212 | P22R | ON | Ontario | HONI | 1 | ac | 7 | 4.321 | 30.2 | 18.642 | 230 | [6 empty] | 3 | 402 | 435 |  | ON_BTH_JCT |  | ON_FIN_JCT |  | circuit_id:281, owner:281, planning_rgn:None, num_of_circuits:None, current:None, line_segment_length_km:7, line_segment_length_mi:7, line_length_km:7, line_length_mi:7, voltage:7, reactance:24, smax:25, sum_ampacity:None, win_ampacity:None, sum_rating:None, win_rating:None, power_factor:None, win_capacity:23, starting_node_code:None, ending_node_name:281, ending_node_code:None, other_references:None, notes:None
1537 | 12213 | P22R | ON | Ontario | HONI | 1 | ac | 0.1 | 0.062 | 30.2 | 18.642 | 230 | [6 empty] | 3 | 402 | 435 |  | ON_FIN_JCT |  | ON_FIN_DSS |  | circuit_id:281, owner:281, planning_rgn:None, num_of_circuits:None, current:None, line_segment_length_km:7, line_segment_length_mi:7, line_length_km:7, line_length_mi:7, voltage:7, reactance:24, smax:25, sum_ampacity:None, win_ampacity:None, sum_rating:None, win_rating:None, power_factor:None, win_capacity:23, starting_node_code:None, ending_node_name:281, ending_node_code:None, other_references:None, notes:None
1538 | 12214 | P22R | ON | Ontario | HONI | 1 | ac | 8 | 4.938 | 30.2 | 18.642 | 230 | [6 empty] | 3 | 402 | 435 |  | ON_FIN_JCT |  | ON_RCV_DSS |  | circuit_id:281, owner:281, planning_rgn:None, num_of_circuits:None, current:None, line_segment_length_km:7, line_segment_length_mi:7, line_length_km:7, line_length_mi:7, voltage:7, reactance:24, smax:25, sum_ampacity:None, win_ampacity:None, sum_rating:None, win_rating:None, power_factor:None, win_capacity:23, starting_node_code:None, ending_node_name:281, ending_node_code:None, other_references:None, notes:None
1539 | 12215 | P25W | ON | Ontario | HONI | 1 | ac | 0.1 | 0.062 | 204.5 | 126.235 | 230 | [6 empty] | 1.74 | 234 | 253 |  | ON_AUB_JCT |  | ON_AUB_GSS |  | circuit_id:281, owner:281, planning_rgn:None, num_of_circuits:None, current:None, line_segment_length_km:7, line_segment_length_mi:7, line_length_km:7, line_length_mi:7, voltage:7, reactance:24, smax:25, sum_ampacity:None, win_ampacity:None, sum_rating:None, win_rating:None, power_factor:None, win_capacity:23, starting_node_code:None, ending_node_name:281, ending_node_code:None, other_references:None, notes:None
1540 | 12216 | P25W | ON | Ontario | HONI | 1 | ac | 56.6 | 34.938 | 204.5 | 126.235 | 230 | [6 empty] | 1.74 | 234 | 253 |  | ON_AUB_JCT |  | ON_MSS_DSS |  | circuit_id:281, owner:281, planning_rgn:None, num_of_circuits:None, current:None, line_segment_length_km:7, line_segment_length_mi:7, line_length_km:7, line_length_mi:7, voltage:7, reactance:24, smax:25, sum_ampacity:None, win_ampacity:None, sum_rating:None, win_rating:None, power_factor:None, win_capacity:23, starting_node_code:None, ending_node_name:281, ending_node_code:None, other_references:None, notes:None
1541 | 12217 | P25W | ON | Ontario | HONI | 1 | ac | 147.8 | 91.235 | 204.5 | 126.235 | 230 | [6 empty] | 1.74 | 234 | 253 |  | ON_WAW_TSS |  | ON_AUB_JCT |  | circuit_id:281, owner:281, planning_rgn:None, num_of_circuits:None, current:None, line_segment_length_km:7, line_segment_length_mi:7, line_length_km:7, line_length_mi:7, voltage:7, reactance:24, smax:25, sum_ampacity:None, win_ampacity:None, sum_rating:None, win_rating:None, power_factor:None, win_capacity:23, starting_node_code:None, ending_node_name:281, ending_node_code:None, other_references:None, notes:None
1542 | 12218 | P26W | ON | Ontario | HONI | 1 | ac | 0.1 | 0.062 | 204.5 | 126.235 | 230 | [6 empty] | 1.74 | 234 | 253 |  | ON_AUB_JCT |  | ON_AUB_GSS |  | circuit_id:281, owner:281, planning_rgn:None, num_of_circuits:None, current:None, line_segment_length_km:7, line_segment_length_mi:7, line_length_km:7, line_length_mi:7, voltage:7, reactance:24, smax:25, sum_ampacity:None, win_ampacity:None, sum_rating:None, win_rating:None, power_factor:None, win_capacity:23, starting_node_code:None, ending_node_name:281, ending_node_code:None, other_references:None, notes:None
1543 | 12219 | P26W | ON | Ontario | HONI | 1 | ac | 56.6 | 34.938 | 204.5 | 126.235 | 230 | [6 empty] | 1.74 | 234 | 253 |  | ON_AUB_JCT |  | ON_MSS_DSS |  | circuit_id:281, owner:281, planning_rgn:None, num_of_circuits:None, current:None, line_segment_length_km:7, line_segment_length_mi:7, line_length_km:7, line_length_mi:7, voltage:7, reactance:24, smax:25, sum_ampacity:None, win_ampacity:None, sum_rating:None, win_rating:None, power_factor:None, win_capacity:23, starting_node_code:None, ending_node_name:281, ending_node_code:None, other_references:None, notes:None
1544 | 12220 | P26W | ON | Ontario | HONI | 1 | ac | 147.8 | 91.235 | 204.5 | 126.235 | 230 | [6 empty] | 1.74 | 234 | 253 |  | ON_WAW_TSS |  | ON_AUB_JCT |  | circuit_id:281, owner:281, planning_rgn:None, num_of_circuits:None, current:None, line_segment_length_km:7, line_segment_length_mi:7, line_length_km:7, line_length_mi:7, voltage:7, reactance:24, smax:25, sum_ampacity:None, win_ampacity:None, sum_rating:None, win_rating:None, power_factor:None, win_capacity:23, starting_node_code:None, ending_node_name:281, ending_node_code:None, other_references:None, notes:None
1545 | 12221 | P27C | ON | Ontario | HONI | 1 | ac | 9 | 5.556 | 9 | 5.556 | 230 | [6 empty] | 3 | 402 | 435 |  | ON_PKB_SWS |  | ON_CHW_DSS |  | circuit_id:281, owner:281, planning_rgn:None, num_of_circuits:None, current:None, line_segment_length_km:6, line_segment_length_mi:6, line_length_km:6, line_length_mi:6, voltage:6, reactance:24, smax:25, sum_ampacity:None, win_ampacity:None, sum_rating:None, win_rating:None, power_factor:None, win_capacity:23, starting_node_code:None, ending_node_name:281, ending_node_code:None, other_references:None, notes:None
1546 | 12222 | P30C | ON | Ontario | HONI | 1 | ac | 9 | 5.556 | 9 | 5.556 | 230 | [6 empty] | 3 | 402 | 435 |  | ON_PKB_SWS |  | ON_CHW_DSS |  | circuit_id:281, owner:281, planning_rgn:None, num_of_circuits:None, current:None, line_segment_length_km:6, line_segment_length_mi:6, line_length_km:6, line_length_mi:6, voltage:6, reactance:24, smax:25, sum_ampacity:None, win_ampacity:None, sum_rating:None, win_rating:None, power_factor:None, win_capacity:23, starting_node_code:None, ending_node_name:281, ending_node_code:None, other_references:None, notes:None
1547 | 12223 | P31C | ON | Ontario | HONI | 1 | ac | 9 | 5.556 | 9 | 5.556 | 230 | [6 empty] | 3 | 402 | 435 |  | ON_PKB_SWS |  | ON_CHW_DSS |  | circuit_id:281, owner:281, planning_rgn:None, num_of_circuits:None, current:None, line_segment_length_km:6, line_segment_length_mi:6, line_length_km:6, line_length_mi:6, voltage:6, reactance:24, smax:25, sum_ampacity:None, win_ampacity:None, sum_rating:None, win_rating:None, power_factor:None, win_capacity:23, starting_node_code:None, ending_node_name:281, ending_node_code:None, other_references:None, notes:None
1548 | 12224 | P32C | ON | Ontario | HONI | 1 | ac | 9 | 5.556 | 9 | 5.556 | 230 | [6 empty] | 3 | 402 | 435 |  | ON_PKB_SWS |  | ON_CHW_DSS |  | circuit_id:281, owner:281, planning_rgn:None, num_of_circuits:None, current:None, line_segment_length_km:6, line_segment_length_mi:6, line_length_km:6, line_length_mi:6, voltage:6, reactance:24, smax:25, sum_ampacity:None, win_ampacity:None, sum_rating:None, win_rating:None, power_factor:None, win_capacity:23, starting_node_code:None, ending_node_name:281, ending_node_code:None, other_references:None, notes:None
1549 | 12225 | P33C | ON | Ontario | HONI | 1 | ac | 8.9 | 5.494 | 8.9 | 5.494 | 230 | [6 empty] | 3 | 402 | 435 |  | ON_CHF_SWS |  | PP_ONQC4_IPT |  | circuit_id:281, owner:281, planning_rgn:None, num_of_circuits:None, current:None, line_segment_length_km:7, line_segment_length_mi:7, line_length_km:7, line_length_mi:7, voltage:7, reactance:24, smax:25, sum_ampacity:None, win_ampacity:None, sum_rating:None, win_rating:None, power_factor:None, win_capacity:23, starting_node_code:None, ending_node_name:281, ending_node_code:None, other_references:None, notes:None
1550 | 12226 | P3B | ON | Ontario | HONI | 1 | ac | 14.6 | 9.012 | 14.6 | 9.012 | 115 | [6 empty] | 3 | 98 | 108 |  | ON_PTA_DSS |  | ON_BIR_DSS |  | circuit_id:281, owner:281, planning_rgn:None, num_of_circuits:None, current:None, line_segment_length_km:7, line_segment_length_mi:7, line_length_km:7, line_length_mi:7, voltage:7, reactance:24, smax:25, sum_ampacity:None, win_ampacity:None, sum_rating:None, win_rating:None, power_factor:None, win_capacity:23, starting_node_code:None, ending_node_name:281, ending_node_code:None, other_references:None, notes:None
1551 | 12227 | P3S | ON | Ontario | HONI | 1 | ac | 5 | 3.086 | 90 | 55.556 | 115 | [6 empty] | 3 | 98 | 108 |  | ON_DAL_JCT |  | ON_PTH_DSS |  | circuit_id:281, owner:281, planning_rgn:None, num_of_circuits:None, current:None, line_segment_length_km:6, line_segment_length_mi:6, line_length_km:6, line_length_mi:6, voltage:6, reactance:24, smax:25, sum_ampacity:None, win_ampacity:None, sum_rating:None, win_rating:None, power_factor:None, win_capacity:23, starting_node_code:None, ending_node_name:281, ending_node_code:None, other_references:None, notes:None
1552 | 12228 | P3S | ON | Ontario | HONI | 1 | ac | 55 | 33.951 | 90 | 55.556 | 115 | [6 empty] | 3 | 98 | 108 |  | ON_DAL_JCT |  | ON_SDY_DSS |  | circuit_id:281, owner:281, planning_rgn:None, num_of_circuits:None, current:None, line_segment_length_km:6, line_segment_length_mi:6, line_length_km:6, line_length_mi:6, voltage:6, reactance:24, smax:25, sum_ampacity:None, win_ampacity:None, sum_rating:None, win_rating:None, power_factor:None, win_capacity:23, starting_node_code:None, ending_node_name:281, ending_node_code:None, other_references:None, notes:None
1553 | 12229 | P3S | ON | Ontario | HONI | 1 | ac | 30 | 18.519 | 90 | 55.556 | 115 | [6 empty] | 3 | 98 | 108 |  | ON_DOB_DSS |  | ON_DAL_JCT |  | circuit_id:281, owner:281, planning_rgn:None, num_of_circuits:None, current:None, line_segment_length_km:6, line_segment_length_mi:6, line_length_km:6, line_length_mi:6, voltage:6, reactance:24, smax:25, sum_ampacity:None, win_ampacity:None, sum_rating:None, win_rating:None, power_factor:None, win_capacity:23, starting_node_code:None, ending_node_name:281, ending_node_code:None, other_references:None, notes:None
1554 | 12230 | P45 | ON | Ontario | HONI | 1 | ac | 1 | 0.617 | 5.1 | 3.148 | 230 | [6 empty] | 3 | 402 | 435 |  | ON_PKW_TSS |  | ON_MJ4_JCT |  | circuit_id:281, owner:281, planning_rgn:None, num_of_circuits:None, current:None, line_segment_length_km:6, line_segment_length_mi:6, line_length_km:6, line_length_mi:6, voltage:6, reactance:24, smax:25, sum_ampacity:None, win_ampacity:None, sum_rating:None, win_rating:None, power_factor:None, win_capacity:23, starting_node_code:None, ending_node_name:281, ending_node_code:None, other_references:None, notes:None
1555 | 12231 | P45 | ON | Ontario | HONI | 1 | ac | 4 | 2.469 | 5.1 | 3.148 | 230 | [6 empty] | 3 | 402 | 435 |  | ON_MJ4_JCT |  | ON_BUT_DSS |  | circuit_id:281, owner:281, planning_rgn:None, num_of_circuits:None, current:None, line_segment_length_km:6, line_segment_length_mi:6, line_length_km:6, line_length_mi:6, voltage:6, reactance:24, smax:25, sum_ampacity:None, win_ampacity:None, sum_rating:None, win_rating:None, power_factor:None, win_capacity:23, starting_node_code:None, ending_node_name:281, ending_node_code:None, other_references:None, notes:None
1556 | 12232 | P45 | ON | Ontario | HONI | 1 | ac | 0.1 | 0.062 | 5.1 | 3.148 | 230 | [6 empty] | 3 | 402 | 435 |  | ON_MJ4_JCT |  | ON_MM4_DSS |  | circuit_id:281, owner:281, planning_rgn:None, num_of_circuits:None, current:None, line_segment_length_km:6, line_segment_length_mi:6, line_length_km:6, line_length_mi:6, voltage:6, reactance:24, smax:25, sum_ampacity:None, win_ampacity:None, sum_rating:None, win_rating:None, power_factor:None, win_capacity:23, starting_node_code:None, ending_node_name:281, ending_node_code:None, other_references:None, notes:None
1557 | 12233 | P46 | ON | Ontario | HONI | 1 | ac | 1 | 0.617 | 5.1 | 3.148 | 230 | [6 empty] | 3 | 402 | 435 |  | ON_PKW_TSS |  | ON_MJ4_JCT |  | circuit_id:281, owner:281, planning_rgn:None, num_of_circuits:None, current:None, line_segment_length_km:6, line_segment_length_mi:6, line_length_km:6, line_length_mi:6, voltage:6, reactance:24, smax:25, sum_ampacity:None, win_ampacity:None, sum_rating:None, win_rating:None, power_factor:None, win_capacity:23, starting_node_code:None, ending_node_name:281, ending_node_code:None, other_references:None, notes:None
1558 | 12234 | P46 | ON | Ontario | HONI | 1 | ac | 4 | 2.469 | 5.1 | 3.148 | 230 | [6 empty] | 3 | 402 | 435 |  | ON_MJ4_JCT |  | ON_BUT_DSS |  | circuit_id:281, owner:281, planning_rgn:None, num_of_circuits:None, current:None, line_segment_length_km:6, line_segment_length_mi:6, line_length_km:6, line_length_mi:6, voltage:6, reactance:24, smax:25, sum_ampacity:None, win_ampacity:None, sum_rating:None, win_rating:None, power_factor:None, win_capacity:23, starting_node_code:None, ending_node_name:281, ending_node_code:None, other_references:None, notes:None
1559 | 12235 | P46 | ON | Ontario | HONI | 1 | ac | 0.1 | 0.062 | 5.1 | 3.148 | 230 | [6 empty] | 3 | 402 | 435 |  | ON_MJ4_JCT |  | ON_MM4_DSS |  | circuit_id:281, owner:281, planning_rgn:None, num_of_circuits:None, current:None, line_segment_length_km:6, line_segment_length_mi:6, line_length_km:6, line_length_mi:6, voltage:6, reactance:24, smax:25, sum_ampacity:None, win_ampacity:None, sum_rating:None, win_rating:None, power_factor:None, win_capacity:23, starting_node_code:None, ending_node_name:281, ending_node_code:None, other_references:None, notes:None
1560 | 12236 | P4S | ON | Ontario | HONI | 1 | ac | 5 | 3.086 | 111.1 | 68.58 | 115 | [6 empty] | 2.61 | 86 | 94 |  | ON_DAL_JCT |  | ON_PTH_DSS |  | circuit_id:281, owner:281, planning_rgn:None, num_of_circuits:None, current:None, line_segment_length_km:6, line_segment_length_mi:6, line_length_km:6, line_length_mi:6, voltage:6, reactance:24, smax:25, sum_ampacity:None, win_ampacity:None, sum_rating:None, win_rating:None, power_factor:None, win_capacity:23, starting_node_code:None, ending_node_name:281, ending_node_code:None, other_references:None, notes:None
1561 | 12237 | P4S | ON | Ontario | HONI | 1 | ac | 25 | 15.432 | 111.1 | 68.58 | 115 | [6 empty] | 2.61 | 86 | 94 |  | ON_DAL_JCT |  | ON_VNN_JCT |  | circuit_id:281, owner:281, planning_rgn:None, num_of_circuits:None, current:None, line_segment_length_km:6, line_segment_length_mi:6, line_length_km:6, line_length_mi:6, voltage:6, reactance:24, smax:25, sum_ampacity:None, win_ampacity:None, sum_rating:None, win_rating:None, power_factor:None, win_capacity:23, starting_node_code:None, ending_node_name:281, ending_node_code:None, other_references:None, notes:None
1562 | 12238 | P4S | ON | Ontario | HONI | 1 | ac | 30 | 18.519 | 111.1 | 68.58 | 115 | [6 empty] | 2.61 | 86 | 94 |  | ON_DBN_DSS |  | ON_DAL_JCT |  | circuit_id:281, owner:281, planning_rgn:None, num_of_circuits:None, current:None, line_segment_length_km:6, line_segment_length_mi:6, line_length_km:6, line_length_mi:6, voltage:6, reactance:24, smax:25, sum_ampacity:None, win_ampacity:None, sum_rating:None, win_rating:None, power_factor:None, win_capacity:23, starting_node_code:None, ending_node_name:281, ending_node_code:None, other_references:None, notes:None
1563 | 12239 | P4S | ON | Ontario | HONI | 1 | ac | 0.1 | 0.062 | 111.1 | 68.58 | 115 | [6 empty] | 2.61 | 86 | 94 |  | ON_DOB_DSS |  | ON_DBN_DSS |  | circuit_id:281, owner:281, planning_rgn:None, num_of_circuits:None, current:None, line_segment_length_km:6, line_segment_length_mi:6, line_length_km:6, line_length_mi:6, voltage:6, reactance:24, smax:25, sum_ampacity:None, win_ampacity:None, sum_rating:None, win_rating:None, power_factor:None, win_capacity:23, starting_node_code:None, ending_node_name:281, ending_node_code:None, other_references:None, notes:None
1564 | 12240 | P4S | ON | Ontario | HONI | 1 | ac | 5 | 3.086 | 111.1 | 68.58 | 115 | [6 empty] | 2.61 | 86 | 94 |  | ON_HIL_JCT |  | ON_ENH_ISS |  | circuit_id:281, owner:281, planning_rgn:None, num_of_circuits:None, current:None, line_segment_length_km:6, line_segment_length_mi:6, line_length_km:6, line_length_mi:6, voltage:6, reactance:24, smax:25, sum_ampacity:None, win_ampacity:None, sum_rating:None, win_rating:None, power_factor:None, win_capacity:23, starting_node_code:None, ending_node_name:281, ending_node_code:None, other_references:None, notes:None
1565 | 12241 | P4S | ON | Ontario | HONI | 1 | ac | 13 | 8.025 | 111.1 | 68.58 | 115 | [6 empty] | 2.61 | 86 | 94 |  | ON_HIL_JCT |  | ON_SDY_DSS |  | circuit_id:281, owner:281, planning_rgn:None, num_of_circuits:None, current:None, line_segment_length_km:6, line_segment_length_mi:6, line_length_km:6, line_length_mi:6, voltage:6, reactance:24, smax:25, sum_ampacity:None, win_ampacity:None, sum_rating:None, win_rating:None, power_factor:None, win_capacity:23, starting_node_code:None, ending_node_name:281, ending_node_code:None, other_references:None, notes:None
1566 | 12242 | P4S | ON | Ontario | HONI | 1 | ac | 18 | 11.111 | 111.1 | 68.58 | 115 | [6 empty] | 2.61 | 86 | 94 |  | ON_VNN_JCT |  | ON_HIL_JCT |  | circuit_id:281, owner:281, planning_rgn:None, num_of_circuits:None, current:None, line_segment_length_km:6, line_segment_length_mi:6, line_length_km:6, line_length_mi:6, voltage:6, reactance:24, smax:25, sum_ampacity:None, win_ampacity:None, sum_rating:None, win_rating:None, power_factor:None, win_capacity:23, starting_node_code:None, ending_node_name:281, ending_node_code:None, other_references:None, notes:None
1567 | 12243 | P4S | ON | Ontario | HONI | 1 | ac | 15 | 9.259 | 111.1 | 68.58 | 115 | [6 empty] | 2.61 | 86 | 94 |  | ON_VNN_JCT |  | ON_TCC_ISS |  | circuit_id:281, owner:281, planning_rgn:None, num_of_circuits:None, current:None, line_segment_length_km:6, line_segment_length_mi:6, line_length_km:6, line_length_mi:6, voltage:6, reactance:24, smax:25, sum_ampacity:None, win_ampacity:None, sum_rating:None, win_rating:None, power_factor:None, win_capacity:23, starting_node_code:None, ending_node_name:281, ending_node_code:None, other_references:None, notes:None
1568 | 12244 | P502X | ON | Ontario | HONI | 1 | ac | 200 | 123.457 | 200 | 123.457 | 500 | [6 empty] | 1.77 | 1505 | 1903 |  | ON_PCP_TSS |  | ON_HNM_TSS |  | circuit_id:281, owner:281, planning_rgn:None, num_of_circuits:None, current:None, line_segment_length_km:6, line_segment_length_mi:6, line_length_km:6, line_length_mi:6, voltage:6, reactance:24, smax:25, sum_ampacity:None, win_ampacity:None, sum_rating:None, win_rating:None, power_factor:None, win_capacity:23, starting_node_code:None, ending_node_name:281, ending_node_code:None, other_references:None, notes:None
1569 | 12245 | P5M | ON | Ontario | HONI | 1 | ac | 33 | 20.37 | 33 | 20.37 | 115 | [6 empty] | 3 | 98 | 108 |  | ON_PTA_DSS |  | ON_CNM_JCT |  | circuit_id:281, owner:281, planning_rgn:None, num_of_circuits:None, current:None, line_segment_length_km:7, line_segment_length_mi:7, line_length_km:7, line_length_mi:7, voltage:7, reactance:24, smax:25, sum_ampacity:None, win_ampacity:None, sum_rating:None, win_rating:None, power_factor:None, win_capacity:23, starting_node_code:None, ending_node_name:281, ending_node_code:None, other_references:None, notes:None
1570 | 12246 | P6C | ON | Ontario | HONI | 1 | ac | 9 | 5.556 | 9 | 5.556 | 230 | [6 empty] | 3 | 402 | 435 |  | ON_PKA_SWS |  | ON_CHW_DSS |  | circuit_id:281, owner:281, planning_rgn:None, num_of_circuits:None, current:None, line_segment_length_km:6, line_segment_length_mi:6, line_length_km:6, line_length_mi:6, voltage:6, reactance:24, smax:25, sum_ampacity:None, win_ampacity:None, sum_rating:None, win_rating:None, power_factor:None, win_capacity:23, starting_node_code:None, ending_node_name:281, ending_node_code:None, other_references:None, notes:None
1571 | 12247 | P7B | ON | Ontario | HONI | 1 | ac | 15.4 | 9.506 | 15.5 | 9.568 | 115 | [6 empty] | 3 | 98 | 108 |  | ON_P7B_JCT |  | ON_BIR_DSS |  | circuit_id:281, owner:281, planning_rgn:None, num_of_circuits:None, current:None, line_segment_length_km:7, line_segment_length_mi:7, line_length_km:7, line_length_mi:7, voltage:7, reactance:24, smax:25, sum_ampacity:None, win_ampacity:None, sum_rating:None, win_rating:None, power_factor:None, win_capacity:23, starting_node_code:None, ending_node_name:281, ending_node_code:None, other_references:None, notes:None
1572 | 12248 | P7B | ON | Ontario | HONI | 1 | ac | 0.1 | 0.062 | 15.5 | 9.568 | 115 | [6 empty] | 3 | 98 | 108 |  | ON_PTA_DSS |  | ON_P7B_JCT |  | circuit_id:281, owner:281, planning_rgn:None, num_of_circuits:None, current:None, line_segment_length_km:7, line_segment_length_mi:7, line_length_km:7, line_length_mi:7, voltage:7, reactance:24, smax:25, sum_ampacity:None, win_ampacity:None, sum_rating:None, win_rating:None, power_factor:None, win_capacity:23, starting_node_code:None, ending_node_name:281, ending_node_code:None, other_references:None, notes:None
1573 | 12249 | P7C | ON | Ontario | HONI | 1 | ac | 9 | 5.556 | 9 | 5.556 | 230 | [6 empty] | 3 | 402 | 435 |  | ON_PKA_SWS |  | ON_CHW_DSS |  | circuit_id:281, owner:281, planning_rgn:None, num_of_circuits:None, current:None, line_segment_length_km:6, line_segment_length_mi:6, line_length_km:6, line_length_mi:6, voltage:6, reactance:24, smax:25, sum_ampacity:None, win_ampacity:None, sum_rating:None, win_rating:None, power_factor:None, win_capacity:23, starting_node_code:None, ending_node_name:281, ending_node_code:None, other_references:None, notes:None
1574 | 12250 | P7G | ON | Ontario | HONI | 1 | ac | 5 | 3.086 | 62.3 | 38.457 | 115 | [6 empty] | 3 | 98 | 108 |  | ON_PCP_TSS |  | ON_DOM_JCT |  | circuit_id:281, owner:281, planning_rgn:None, num_of_circuits:None, current:None, line_segment_length_km:6, line_segment_length_mi:6, line_length_km:6, line_length_mi:6, voltage:6, reactance:24, smax:25, sum_ampacity:None, win_ampacity:None, sum_rating:None, win_rating:None, power_factor:None, win_capacity:23, starting_node_code:None, ending_node_name:281, ending_node_code:None, other_references:None, notes:None
1575 | 12251 | P7G | ON | Ontario | HONI | 1 | ac | 5 | 3.086 | 62.3 | 38.457 | 115 | [6 empty] | 3 | 98 | 108 |  | ON_DOM_JCT |  | ON_GLC_JCT |  | circuit_id:281, owner:281, planning_rgn:None, num_of_circuits:None, current:None, line_segment_length_km:6, line_segment_length_mi:6, line_length_km:6, line_length_mi:6, voltage:6, reactance:24, smax:25, sum_ampacity:None, win_ampacity:None, sum_rating:None, win_rating:None, power_factor:None, win_capacity:23, starting_node_code:None, ending_node_name:281, ending_node_code:None, other_references:None, notes:None
1576 | 12252 | P7G | ON | Ontario | HONI | 1 | ac | 5 | 3.086 | 62.3 | 38.457 | 115 | [6 empty] | 3 | 98 | 108 |  | ON_GLC_JCT |  | ON_BLC_JCT |  | circuit_id:281, owner:281, planning_rgn:None, num_of_circuits:None, current:None, line_segment_length_km:6, line_segment_length_mi:6, line_length_km:6, line_length_mi:6, voltage:6, reactance:24, smax:25, sum_ampacity:None, win_ampacity:None, sum_rating:None, win_rating:None, power_factor:None, win_capacity:23, starting_node_code:None, ending_node_name:281, ending_node_code:None, other_references:None, notes:None
1577 | 12253 | P7G | ON | Ontario | HONI | 1 | ac | 0.1 | 0.062 | 62.3 | 38.457 | 115 | [6 empty] | 3 | 98 | 108 |  | ON_BLC_JCT |  | ON_BLC_ISS |  | circuit_id:281, owner:281, planning_rgn:None, num_of_circuits:None, current:None, line_segment_length_km:6, line_segment_length_mi:6, line_length_km:6, line_length_mi:6, voltage:6, reactance:24, smax:25, sum_ampacity:None, win_ampacity:None, sum_rating:None, win_rating:None, power_factor:None, win_capacity:23, starting_node_code:None, ending_node_name:281, ending_node_code:None, other_references:None, notes:None
1578 | 12254 | P7G | ON | Ontario | HONI | 1 | ac | 3 | 1.852 | 62.3 | 38.457 | 115 | [6 empty] | 3 | 98 | 108 |  | ON_BLC_JCT |  | ON_PAM_JCT |  | circuit_id:281, owner:281, planning_rgn:None, num_of_circuits:None, current:None, line_segment_length_km:6, line_segment_length_mi:6, line_length_km:6, line_length_mi:6, voltage:6, reactance:24, smax:25, sum_ampacity:None, win_ampacity:None, sum_rating:None, win_rating:None, power_factor:None, win_capacity:23, starting_node_code:None, ending_node_name:281, ending_node_code:None, other_references:None, notes:None
1579 | 12255 | P7G | ON | Ontario | HONI | 1 | ac | 2 | 1.235 | 62.3 | 38.457 | 115 | [6 empty] | 3 | 98 | 108 |  | ON_PAM_JCT |  | ON_HOY_JCT |  | circuit_id:281, owner:281, planning_rgn:None, num_of_circuits:None, current:None, line_segment_length_km:6, line_segment_length_mi:6, line_length_km:6, line_length_mi:6, voltage:6, reactance:24, smax:25, sum_ampacity:None, win_ampacity:None, sum_rating:None, win_rating:None, power_factor:None, win_capacity:23, starting_node_code:None, ending_node_name:281, ending_node_code:None, other_references:None, notes:None
1580 | 12256 | P7G | ON | Ontario | HONI | 1 | ac | 1 | 0.617 | 62.3 | 38.457 | 115 | [6 empty] | 3 | 98 | 108 |  | ON_PAM_JCT |  | ON_RYO_ISS |  | circuit_id:281, owner:281, planning_rgn:None, num_of_circuits:None, current:None, line_segment_length_km:6, line_segment_length_mi:6, line_length_km:6, line_length_mi:6, voltage:6, reactance:24, smax:25, sum_ampacity:None, win_ampacity:None, sum_rating:None, win_rating:None, power_factor:None, win_capacity:23, starting_node_code:None, ending_node_name:281, ending_node_code:None, other_references:None, notes:None
1581 | 12257 | P7G | ON | Ontario | HONI | 1 | ac | 0.1 | 0.062 | 62.3 | 38.457 | 115 | [6 empty] | 3 | 98 | 108 |  | ON_HOY_JCT |  | ON_HOY_DSS |  | circuit_id:281, owner:281, planning_rgn:None, num_of_circuits:None, current:None, line_segment_length_km:6, line_segment_length_mi:6, line_length_km:6, line_length_mi:6, voltage:6, reactance:24, smax:25, sum_ampacity:None, win_ampacity:None, sum_rating:None, win_rating:None, power_factor:None, win_capacity:23, starting_node_code:None, ending_node_name:281, ending_node_code:None, other_references:None, notes:None
1582 | 12258 | P7G | ON | Ontario | HONI | 1 | ac | 0.1 | 0.062 | 62.3 | 38.457 | 115 | [6 empty] | 3 | 98 | 108 |  | ON_HOY_JCT |  | ON_HPS_JCT |  | circuit_id:281, owner:281, planning_rgn:None, num_of_circuits:None, current:None, line_segment_length_km:6, line_segment_length_mi:6, line_length_km:6, line_length_mi:6, voltage:6, reactance:24, smax:25, sum_ampacity:None, win_ampacity:None, sum_rating:None, win_rating:None, power_factor:None, win_capacity:23, starting_node_code:None, ending_node_name:281, ending_node_code:None, other_references:None, notes:None
1583 | 12259 | P7G | ON | Ontario | HONI | 1 | ac | 30 | 18.519 | 62.3 | 38.457 | 115 | [6 empty] | 3 | 98 | 108 |  | ON_HPS_JCT |  | ON_ECS_JCT |  | circuit_id:281, owner:281, planning_rgn:None, num_of_circuits:None, current:None, line_segment_length_km:6, line_segment_length_mi:6, line_length_km:6, line_length_mi:6, voltage:6, reactance:24, smax:25, sum_ampacity:None, win_ampacity:None, sum_rating:None, win_rating:None, power_factor:None, win_capacity:23, starting_node_code:None, ending_node_name:281, ending_node_code:None, other_references:None, notes:None
1584 | 12260 | P7G | ON | Ontario | HONI | 1 | ac | 2 | 1.235 | 62.3 | 38.457 | 115 | [6 empty] | 3 | 98 | 108 |  | ON_ECS_JCT |  | ON_KDC_ISS |  | circuit_id:281, owner:281, planning_rgn:None, num_of_circuits:None, current:None, line_segment_length_km:6, line_segment_length_mi:6, line_length_km:6, line_length_mi:6, voltage:6, reactance:24, smax:25, sum_ampacity:None, win_ampacity:None, sum_rating:None, win_rating:None, power_factor:None, win_capacity:23, starting_node_code:None, ending_node_name:281, ending_node_code:None, other_references:None, notes:None
1585 | 12261 | P7G | ON | Ontario | HONI | 1 | ac | 2 | 1.235 | 62.3 | 38.457 | 115 | [6 empty] | 3 | 98 | 108 |  | ON_ECS_JCT |  | ON_KCM_JCT |  | circuit_id:281, owner:281, planning_rgn:None, num_of_circuits:None, current:None, line_segment_length_km:6, line_segment_length_mi:6, line_length_km:6, line_length_mi:6, voltage:6, reactance:24, smax:25, sum_ampacity:None, win_ampacity:None, sum_rating:None, win_rating:None, power_factor:None, win_capacity:23, starting_node_code:None, ending_node_name:281, ending_node_code:None, other_references:None, notes:None
1586 | 12262 | P7G | ON | Ontario | HONI | 1 | ac | 1 | 0.617 | 62.3 | 38.457 | 115 | [6 empty] | 3 | 98 | 108 |  | ON_KCM_JCT |  | ON_KMT_ISS |  | circuit_id:281, owner:281, planning_rgn:None, num_of_circuits:None, current:None, line_segment_length_km:6, line_segment_length_mi:6, line_length_km:6, line_length_mi:6, voltage:6, reactance:24, smax:25, sum_ampacity:None, win_ampacity:None, sum_rating:None, win_rating:None, power_factor:None, win_capacity:23, starting_node_code:None, ending_node_name:281, ending_node_code:None, other_references:None, notes:None
1587 | 12263 | P7G | ON | Ontario | HONI | 1 | ac | 1 | 0.617 | 62.3 | 38.457 | 115 | [6 empty] | 3 | 98 | 108 |  | ON_KCM_JCT |  | ON_KDZ_ISS |  | circuit_id:281, owner:281, planning_rgn:None, num_of_circuits:None, current:None, line_segment_length_km:6, line_segment_length_mi:6, line_length_km:6, line_length_mi:6, voltage:6, reactance:24, smax:25, sum_ampacity:None, win_ampacity:None, sum_rating:None, win_rating:None, power_factor:None, win_capacity:23, starting_node_code:None, ending_node_name:281, ending_node_code:None, other_references:None, notes:None
1588 | 12264 | P7G | ON | Ontario | HONI | 1 | ac | 5 | 3.086 | 62.3 | 38.457 | 115 | [6 empty] | 3 | 98 | 108 |  | ON_GLC_JCT |  | ON_ECH_JCT |  | circuit_id:281, owner:281, planning_rgn:None, num_of_circuits:None, current:None, line_segment_length_km:6, line_segment_length_mi:6, line_length_km:6, line_length_mi:6, voltage:6, reactance:24, smax:25, sum_ampacity:None, win_ampacity:None, sum_rating:None, win_rating:None, power_factor:None, win_capacity:23, starting_node_code:None, ending_node_name:281, ending_node_code:None, other_references:None, notes:None
1589 | 12265 | P8C | ON | Ontario | HONI | 1 | ac | 9 | 5.556 | 9 | 5.556 | 230 | [6 empty] | 3 | 402 | 435 |  | ON_PKA_SWS |  | ON_CHW_DSS |  | circuit_id:281, owner:281, planning_rgn:None, num_of_circuits:None, current:None, line_segment_length_km:6, line_segment_length_mi:6, line_length_km:6, line_length_mi:6, voltage:6, reactance:24, smax:25, sum_ampacity:None, win_ampacity:None, sum_rating:None, win_rating:None, power_factor:None, win_capacity:23, starting_node_code:None, ending_node_name:281, ending_node_code:None, other_references:None, notes:None
1590 | 12266 | P91G | ON | Ontario | HONI | 1 | ac | 0.1 | 0.062 | 59.2 | 36.543 | 230 | [6 empty] | 3 | 402 | 435 |  | ON_ANS_JCT |  | ON_ANS_TSS |  | circuit_id:281, owner:281, planning_rgn:None, num_of_circuits:None, current:None, line_segment_length_km:6, line_segment_length_mi:6, line_length_km:6, line_length_mi:6, voltage:6, reactance:24, smax:25, sum_ampacity:None, win_ampacity:None, sum_rating:None, win_rating:None, power_factor:None, win_capacity:23, starting_node_code:None, ending_node_name:281, ending_node_code:None, other_references:None, notes:None
1591 | 12267 | P91G | ON | Ontario | HONI | 1 | ac | 0.1 | 0.062 | 59.2 | 36.543 | 230 | [6 empty] | 3 | 402 | 435 |  | ON_ERG_JCT |  | ON_ERG_ISS |  | circuit_id:281, owner:281, planning_rgn:None, num_of_circuits:None, current:None, line_segment_length_km:6, line_segment_length_mi:6, line_length_km:6, line_length_mi:6, voltage:6, reactance:24, smax:25, sum_ampacity:None, win_ampacity:None, sum_rating:None, win_rating:None, power_factor:None, win_capacity:23, starting_node_code:None, ending_node_name:281, ending_node_code:None, other_references:None, notes:None
1592 | 12268 | P91G | ON | Ontario | HONI | 1 | ac | 2 | 1.235 | 59.2 | 36.543 | 230 | [6 empty] | 3 | 402 | 435 |  | ON_ERG_JCT |  | ON_HOY_JCT |  | circuit_id:281, owner:281, planning_rgn:None, num_of_circuits:None, current:None, line_segment_length_km:6, line_segment_length_mi:6, line_length_km:6, line_length_mi:6, voltage:6, reactance:24, smax:25, sum_ampacity:None, win_ampacity:None, sum_rating:None, win_rating:None, power_factor:None, win_capacity:23, starting_node_code:None, ending_node_name:281, ending_node_code:None, other_references:None, notes:None
1593 | 12269 | P91G | ON | Ontario | HONI | 1 | ac | 50 | 30.864 | 59.2 | 36.543 | 230 | [6 empty] | 3 | 402 | 435 |  | ON_HOY_JCT |  | ON_ANS_JCT |  | circuit_id:281, owner:281, planning_rgn:None, num_of_circuits:None, current:None, line_segment_length_km:6, line_segment_length_mi:6, line_length_km:6, line_length_mi:6, voltage:6, reactance:24, smax:25, sum_ampacity:None, win_ampacity:None, sum_rating:None, win_rating:None, power_factor:None, win_capacity:23, starting_node_code:None, ending_node_name:281, ending_node_code:None, other_references:None, notes:None
1594 | 12270 | P91G | ON | Ontario | HONI | 1 | ac | 5 | 3.086 | 59.2 | 36.543 | 230 | [6 empty] | 3 | 402 | 435 |  | ON_HOY_JCT |  | ON_KMT_ISS |  | circuit_id:281, owner:281, planning_rgn:None, num_of_circuits:None, current:None, line_segment_length_km:6, line_segment_length_mi:6, line_length_km:6, line_length_mi:6, voltage:6, reactance:24, smax:25, sum_ampacity:None, win_ampacity:None, sum_rating:None, win_rating:None, power_factor:None, win_capacity:23, starting_node_code:None, ending_node_name:281, ending_node_code:None, other_references:None, notes:None
1595 | 12271 | P91G | ON | Ontario | HONI | 1 | ac | 2 | 1.235 | 59.2 | 36.543 | 230 | [6 empty] | 3 | 402 | 435 |  | ON_PCP_TSS |  | ON_ERG_JCT |  | circuit_id:281, owner:281, planning_rgn:None, num_of_circuits:None, current:None, line_segment_length_km:6, line_segment_length_mi:6, line_length_km:6, line_length_mi:6, voltage:6, reactance:24, smax:25, sum_ampacity:None, win_ampacity:None, sum_rating:None, win_rating:None, power_factor:None, win_capacity:23, starting_node_code:None, ending_node_name:281, ending_node_code:None, other_references:None, notes:None
1596 | 12272 | P9C | ON | Ontario | HONI | 1 | ac | 9 | 5.556 | 9 | 5.556 | 230 | [6 empty] | 3 | 402 | 435 |  | ON_PKA_SWS |  | ON_CHW_DSS |  | circuit_id:281, owner:281, planning_rgn:None, num_of_circuits:None, current:None, line_segment_length_km:6, line_segment_length_mi:6, line_length_km:6, line_length_mi:6, voltage:6, reactance:24, smax:25, sum_ampacity:None, win_ampacity:None, sum_rating:None, win_rating:None, power_factor:None, win_capacity:23, starting_node_code:None, ending_node_name:281, ending_node_code:None, other_references:None, notes:None
1597 | 12273 | PA27 | ON | Ontario | HONI | 1 | ac | 1 | 0.617 | 1 | 0.617 | 230 | [6 empty] | 3 | 0 | 0 |  | ON_BK2_TSS |  | XX_ONUS5_INT |  | circuit_id:281, owner:281, planning_rgn:None, num_of_circuits:None, current:None, line_segment_length_km:7, line_segment_length_mi:7, line_length_km:7, line_length_mi:7, voltage:7, reactance:24, smax:25, sum_ampacity:None, win_ampacity:None, sum_rating:None, win_rating:None, power_factor:None, win_capacity:169, starting_node_code:None, ending_node_name:281, ending_node_code:None, other_references:None, notes:None
1598 | 12274 | PA301 | ON | Ontario | HONI | 1 | ac | 0.4 | 0.247 | 0.4 | 0.247 | 345 | [6 empty] | 3 | 990 | 990 |  | ON_BK2_TSS |  | XX_ONUS5_INT |  | circuit_id:281, owner:281, planning_rgn:None, num_of_circuits:None, current:None, line_segment_length_km:7, line_segment_length_mi:7, line_length_km:7, line_length_mi:7, voltage:7, reactance:24, smax:25, sum_ampacity:None, win_ampacity:None, sum_rating:None, win_rating:None, power_factor:None, win_capacity:169, starting_node_code:None, ending_node_name:281, ending_node_code:None, other_references:None, notes:None
1599 | 12275 | PA302 | ON | Ontario | HONI | 1 | ac | 0.4 | 0.247 | 0.4 | 0.247 | 345 | [6 empty] | 3 | 0 | 0 |  | ON_BK2_TSS |  | XX_ONUS5_INT |  | circuit_id:281, owner:281, planning_rgn:None, num_of_circuits:None, current:None, line_segment_length_km:7, line_segment_length_mi:7, line_length_km:7, line_length_mi:7, voltage:7, reactance:24, smax:25, sum_ampacity:None, win_ampacity:None, sum_rating:None, win_rating:None, power_factor:None, win_capacity:169, starting_node_code:None, ending_node_name:281, ending_node_code:None, other_references:None, notes:None
1600 | 12276 | Q10M | ON | Ontario | HONI | 1 | ac | 2 | 1.235 | 2 | 1.235 | 115 | [6 empty] | 3 | 98 | 108 |  | ON_MCK_JCT |  | ON_GMS_ISS |  | circuit_id:281, owner:281, planning_rgn:None, num_of_circuits:None, current:None, line_segment_length_km:7, line_segment_length_mi:7, line_length_km:7, line_length_mi:7, voltage:7, reactance:24, smax:25, sum_ampacity:None, win_ampacity:None, sum_rating:None, win_rating:None, power_factor:None, win_capacity:23, starting_node_code:None, ending_node_name:281, ending_node_code:None, other_references:None, notes:None
1601 | 12277 | Q11S | ON | Ontario | HONI | 1 | ac | 7 | 4.321 | 20.6 | 12.716 | 115 | [6 empty] | 3 | 98 | 108 |  | ON_BK1_SWS |  | ON_WNR_JCT |  | circuit_id:281, owner:281, planning_rgn:None, num_of_circuits:None, current:None, line_segment_length_km:7, line_segment_length_mi:7, line_length_km:7, line_length_mi:7, voltage:7, reactance:24, smax:25, sum_ampacity:None, win_ampacity:None, sum_rating:None, win_rating:None, power_factor:None, win_capacity:23, starting_node_code:None, ending_node_name:281, ending_node_code:None, other_references:None, notes:None
1602 | 12278 | Q11S | ON | Ontario | HONI | 1 | ac | 5 | 3.086 | 20.6 | 12.716 | 115 | [6 empty] | 3 | 98 | 108 |  | ON_WNR_JCT |  | ON_NM2_DSS |  | circuit_id:281, owner:281, planning_rgn:None, num_of_circuits:None, current:None, line_segment_length_km:7, line_segment_length_mi:7, line_length_km:7, line_length_mi:7, voltage:7, reactance:24, smax:25, sum_ampacity:None, win_ampacity:None, sum_rating:None, win_rating:None, power_factor:None, win_capacity:23, starting_node_code:None, ending_node_name:281, ending_node_code:None, other_references:None, notes:None
1603 | 12279 | Q11S | ON | Ontario | HONI | 1 | ac | 1 | 0.617 | 20.6 | 12.716 | 115 | [6 empty] | 3 | 98 | 108 |  | ON_WNR_JCT |  | ON_NJ1_JCT |  | circuit_id:281, owner:281, planning_rgn:None, num_of_circuits:None, current:None, line_segment_length_km:7, line_segment_length_mi:7, line_length_km:7, line_length_mi:7, voltage:7, reactance:24, smax:25, sum_ampacity:None, win_ampacity:None, sum_rating:None, win_rating:None, power_factor:None, win_capacity:23, starting_node_code:None, ending_node_name:281, ending_node_code:None, other_references:None, notes:None
1604 | 12280 | Q11S | ON | Ontario | HONI | 1 | ac | 3 | 1.852 | 20.6 | 12.716 | 115 | [6 empty] | 3 | 98 | 108 |  | ON_NJ1_JCT |  | ON_MCK_JCT |  | circuit_id:281, owner:281, planning_rgn:None, num_of_circuits:None, current:None, line_segment_length_km:7, line_segment_length_mi:7, line_length_km:7, line_length_mi:7, voltage:7, reactance:24, smax:25, sum_ampacity:None, win_ampacity:None, sum_rating:None, win_rating:None, power_factor:None, win_capacity:23, starting_node_code:None, ending_node_name:281, ending_node_code:None, other_references:None, notes:None
1605 | 12281 | Q11S | ON | Ontario | HONI | 1 | ac | 0.5 | 0.309 | 20.6 | 12.716 | 115 | [6 empty] | 3 | 98 | 108 |  | ON_MCK_JCT |  | ON_GND_JCT |  | circuit_id:281, owner:281, planning_rgn:None, num_of_circuits:None, current:None, line_segment_length_km:7, line_segment_length_mi:7, line_length_km:7, line_length_mi:7, voltage:7, reactance:24, smax:25, sum_ampacity:None, win_ampacity:None, sum_rating:None, win_rating:None, power_factor:None, win_capacity:23, starting_node_code:None, ending_node_name:281, ending_node_code:None, other_references:None, notes:None
1606 | 12282 | Q11S | ON | Ontario | HONI | 1 | ac | 0.1 | 0.062 | 20.6 | 12.716 | 115 | [6 empty] | 3 | 98 | 108 |  | ON_GND_JCT |  | ON_GND_DSS |  | circuit_id:281, owner:281, planning_rgn:None, num_of_circuits:None, current:None, line_segment_length_km:7, line_segment_length_mi:7, line_length_km:7, line_length_mi:7, voltage:7, reactance:24, smax:25, sum_ampacity:None, win_ampacity:None, sum_rating:None, win_rating:None, power_factor:None, win_capacity:23, starting_node_code:None, ending_node_name:281, ending_node_code:None, other_references:None, notes:None
1607 | 12283 | Q11S | ON | Ontario | HONI | 1 | ac | 4 | 2.469 | 20.6 | 12.716 | 115 | [6 empty] | 3 | 98 | 108 |  | ON_GND_JCT |  | ON_BUN_DSS |  | circuit_id:281, owner:281, planning_rgn:None, num_of_circuits:None, current:None, line_segment_length_km:7, line_segment_length_mi:7, line_length_km:7, line_length_mi:7, voltage:7, reactance:24, smax:25, sum_ampacity:None, win_ampacity:None, sum_rating:None, win_rating:None, power_factor:None, win_capacity:23, starting_node_code:None, ending_node_name:281, ending_node_code:None, other_references:None, notes:None
1608 | 12284 | Q12S | ON | Ontario | HONI | 1 | ac | 7 | 4.321 | 15.7 | 9.691 | 115 | [6 empty] | 3 | 98 | 108 |  | ON_BK1_SWS |  | ON_WNR_JCT |  | circuit_id:281, owner:281, planning_rgn:None, num_of_circuits:None, current:None, line_segment_length_km:7, line_segment_length_mi:7, line_length_km:7, line_length_mi:7, voltage:7, reactance:24, smax:25, sum_ampacity:None, win_ampacity:None, sum_rating:None, win_rating:None, power_factor:None, win_capacity:23, starting_node_code:None, ending_node_name:281, ending_node_code:None, other_references:None, notes:None
1609 | 12285 | Q12S | ON | Ontario | HONI | 1 | ac | 1 | 0.617 | 15.7 | 9.691 | 115 | [6 empty] | 3 | 98 | 108 |  | ON_WNR_JCT |  | ON_NJ1_JCT |  | circuit_id:281, owner:281, planning_rgn:None, num_of_circuits:None, current:None, line_segment_length_km:7, line_segment_length_mi:7, line_length_km:7, line_length_mi:7, voltage:7, reactance:24, smax:25, sum_ampacity:None, win_ampacity:None, sum_rating:None, win_rating:None, power_factor:None, win_capacity:23, starting_node_code:None, ending_node_name:281, ending_node_code:None, other_references:None, notes:None
1610 | 12286 | Q12S | ON | Ontario | HONI | 1 | ac | 0.1 | 0.062 | 15.7 | 9.691 | 115 | [6 empty] | 3 | 98 | 108 |  | ON_NJ1_JCT |  | ON_NM1_DSS |  | circuit_id:281, owner:281, planning_rgn:None, num_of_circuits:None, current:None, line_segment_length_km:7, line_segment_length_mi:7, line_length_km:7, line_length_mi:7, voltage:7, reactance:24, smax:25, sum_ampacity:None, win_ampacity:None, sum_rating:None, win_rating:None, power_factor:None, win_capacity:23, starting_node_code:None, ending_node_name:281, ending_node_code:None, other_references:None, notes:None
1611 | 12287 | Q12S | ON | Ontario | HONI | 1 | ac | 3.5 | 2.16 | 15.7 | 9.691 | 115 | [6 empty] | 3 | 98 | 108 |  | ON_NJ1_JCT |  | ON_GND_JCT |  | circuit_id:281, owner:281, planning_rgn:None, num_of_circuits:None, current:None, line_segment_length_km:7, line_segment_length_mi:7, line_length_km:7, line_length_mi:7, voltage:7, reactance:24, smax:25, sum_ampacity:None, win_ampacity:None, sum_rating:None, win_rating:None, power_factor:None, win_capacity:23, starting_node_code:None, ending_node_name:281, ending_node_code:None, other_references:None, notes:None
1612 | 12288 | Q12S | ON | Ontario | HONI | 1 | ac | 0.1 | 0.062 | 15.7 | 9.691 | 115 | [6 empty] | 3 | 98 | 108 |  | ON_GND_JCT |  | ON_GND_DSS |  | circuit_id:281, owner:281, planning_rgn:None, num_of_circuits:None, current:None, line_segment_length_km:7, line_segment_length_mi:7, line_length_km:7, line_length_mi:7, voltage:7, reactance:24, smax:25, sum_ampacity:None, win_ampacity:None, sum_rating:None, win_rating:None, power_factor:None, win_capacity:23, starting_node_code:None, ending_node_name:281, ending_node_code:None, other_references:None, notes:None
1613 | 12289 | Q12S | ON | Ontario | HONI | 1 | ac | 4 | 2.469 | 15.7 | 9.691 | 115 | [6 empty] | 3 | 98 | 108 |  | ON_GND_JCT |  | ON_BUN_DSS |  | circuit_id:281, owner:281, planning_rgn:None, num_of_circuits:None, current:None, line_segment_length_km:7, line_segment_length_mi:7, line_length_km:7, line_length_mi:7, voltage:7, reactance:24, smax:25, sum_ampacity:None, win_ampacity:None, sum_rating:None, win_rating:None, power_factor:None, win_capacity:23, starting_node_code:None, ending_node_name:281, ending_node_code:None, other_references:None, notes:None
1614 | 12290 | Q1N | ON | Ontario | HONI | 1 | ac | 6 | 3.704 | 6 | 3.704 | 115 | [6 empty] | 3 | 98 | 108 |  | ON_BK1_SWS |  | ON_DRS_JCT |  | circuit_id:281, owner:281, planning_rgn:None, num_of_circuits:None, current:None, line_segment_length_km:7, line_segment_length_mi:7, line_length_km:7, line_length_mi:7, voltage:7, reactance:24, smax:25, sum_ampacity:None, win_ampacity:None, sum_rating:None, win_rating:None, power_factor:None, win_capacity:23, starting_node_code:None, ending_node_name:281, ending_node_code:None, other_references:None, notes:None
1615 | 12291 | Q21P | ON | Ontario | HONI | 1 | ac | 0.5 | 0.309 | 0.5 | 0.309 | 230 | [6 empty] | 3 | 402 | 435 |  | ON_BK2_TSS |  | ON_BKP_GSS |  | circuit_id:281, owner:281, planning_rgn:None, num_of_circuits:None, current:None, line_segment_length_km:6, line_segment_length_mi:6, line_length_km:6, line_length_mi:6, voltage:6, reactance:24, smax:25, sum_ampacity:None, win_ampacity:None, sum_rating:None, win_rating:None, power_factor:None, win_capacity:23, starting_node_code:None, ending_node_name:281, ending_node_code:None, other_references:None, notes:None
1616 | 12292 | Q22P | ON | Ontario | HONI | 1 | ac | 0.5 | 0.309 | 0.5 | 0.309 | 230 | [6 empty] | 3 | 402 | 435 |  | ON_BK2_TSS |  | ON_BKP_GSS |  | circuit_id:281, owner:281, planning_rgn:None, num_of_circuits:None, current:None, line_segment_length_km:6, line_segment_length_mi:6, line_length_km:6, line_length_mi:6, voltage:6, reactance:24, smax:25, sum_ampacity:None, win_ampacity:None, sum_rating:None, win_rating:None, power_factor:None, win_capacity:23, starting_node_code:None, ending_node_name:281, ending_node_code:None, other_references:None, notes:None
1617 | 12293 | Q23BM | ON | Ontario | HONI | 1 | ac | 47 | 29.012 | 110.1 | 67.963 | 230 | [6 empty] | 2.62 | 352 | 380 |  | ON_BK2_TSS |  | ON_NIW_JCT |  | circuit_id:281, owner:281, planning_rgn:None, num_of_circuits:None, current:None, line_segment_length_km:7, line_segment_length_mi:7, line_length_km:7, line_length_mi:7, voltage:7, reactance:24, smax:25, sum_ampacity:None, win_ampacity:None, sum_rating:None, win_rating:None, power_factor:None, win_capacity:23, starting_node_code:None, ending_node_name:281, ending_node_code:None, other_references:None, notes:None
1618 | 12294 | Q23BM | ON | Ontario | HONI | 1 | ac | 0.1 | 0.062 | 110.1 | 67.963 | 230 | [6 empty] | 2.62 | 352 | 380 |  | ON_NIW_JCT |  | ON_NIW_DSS |  | circuit_id:281, owner:281, planning_rgn:None, num_of_circuits:None, current:None, line_segment_length_km:7, line_segment_length_mi:7, line_length_km:7, line_length_mi:7, voltage:7, reactance:24, smax:25, sum_ampacity:None, win_ampacity:None, sum_rating:None, win_rating:None, power_factor:None, win_capacity:23, starting_node_code:None, ending_node_name:281, ending_node_code:None, other_references:None, notes:None
1619 | 12295 | Q23BM | ON | Ontario | HONI | 1 | ac | 21 | 12.963 | 110.1 | 67.963 | 230 | [6 empty] | 2.62 | 352 | 380 |  | ON_NIW_JCT |  | ON_HNN_JCT |  | circuit_id:281, owner:281, planning_rgn:None, num_of_circuits:None, current:None, line_segment_length_km:7, line_segment_length_mi:7, line_length_km:7, line_length_mi:7, voltage:7, reactance:24, smax:25, sum_ampacity:None, win_ampacity:None, sum_rating:None, win_rating:None, power_factor:None, win_capacity:23, starting_node_code:None, ending_node_name:281, ending_node_code:None, other_references:None, notes:None
1620 | 12296 | Q23BM | ON | Ontario | HONI | 1 | ac | 8 | 4.938 | 110.1 | 67.963 | 230 | [6 empty] | 2.62 | 352 | 380 |  | ON_HNN_JCT |  | ON_NEA_JCT |  | circuit_id:281, owner:281, planning_rgn:None, num_of_circuits:None, current:None, line_segment_length_km:7, line_segment_length_mi:7, line_length_km:7, line_length_mi:7, voltage:7, reactance:24, smax:25, sum_ampacity:None, win_ampacity:None, sum_rating:None, win_rating:None, power_factor:None, win_capacity:23, starting_node_code:None, ending_node_name:281, ending_node_code:None, other_references:None, notes:None
1621 | 12297 | Q23BM | ON | Ontario | HONI | 1 | ac | 18 | 11.111 | 110.1 | 67.963 | 230 | [6 empty] | 2.62 | 352 | 380 |  | ON_NEA_JCT |  | ON_BUR_DSS |  | circuit_id:281, owner:281, planning_rgn:None, num_of_circuits:None, current:None, line_segment_length_km:7, line_segment_length_mi:7, line_length_km:7, line_length_mi:7, voltage:7, reactance:24, smax:25, sum_ampacity:None, win_ampacity:None, sum_rating:None, win_rating:None, power_factor:None, win_capacity:23, starting_node_code:None, ending_node_name:281, ending_node_code:None, other_references:None, notes:None
1622 | 12298 | Q23BM | ON | Ontario | HONI | 1 | ac | 3 | 1.852 | 110.1 | 67.963 | 230 | [6 empty] | 2.62 | 352 | 380 |  | ON_NEA_JCT |  | ON_SCT_JCT |  | circuit_id:281, owner:281, planning_rgn:None, num_of_circuits:None, current:None, line_segment_length_km:7, line_segment_length_mi:7, line_length_km:7, line_length_mi:7, voltage:7, reactance:24, smax:25, sum_ampacity:None, win_ampacity:None, sum_rating:None, win_rating:None, power_factor:None, win_capacity:23, starting_node_code:None, ending_node_name:281, ending_node_code:None, other_references:None, notes:None
1623 | 12299 | Q23BM | ON | Ontario | HONI | 1 | ac | 6 | 3.704 | 110.1 | 67.963 | 230 | [6 empty] | 2.62 | 352 | 380 |  | ON_SCT_JCT |  | ON_MTH_JCT |  | circuit_id:281, owner:281, planning_rgn:None, num_of_circuits:None, current:None, line_segment_length_km:7, line_segment_length_mi:7, line_length_km:7, line_length_mi:7, voltage:7, reactance:24, smax:25, sum_ampacity:None, win_ampacity:None, sum_rating:None, win_rating:None, power_factor:None, win_capacity:23, starting_node_code:None, ending_node_name:281, ending_node_code:None, other_references:None, notes:None
1624 | 12300 | Q23BM | ON | Ontario | HONI | 1 | ac | 6 | 3.704 | 110.1 | 67.963 | 230 | [6 empty] | 2.62 | 352 | 380 |  | ON_MTH_JCT |  | ON_CLK_JCT |  | circuit_id:281, owner:281, planning_rgn:None, num_of_circuits:None, current:None, line_segment_length_km:7, line_segment_length_mi:7, line_length_km:7, line_length_mi:7, voltage:7, reactance:24, smax:25, sum_ampacity:None, win_ampacity:None, sum_rating:None, win_rating:None, power_factor:None, win_capacity:23, starting_node_code:None, ending_node_name:281, ending_node_code:None, other_references:None, notes:None
1625 | 12301 | Q23BM | ON | Ontario | HONI | 1 | ac | 1 | 0.617 | 110.1 | 67.963 | 230 | [6 empty] | 2.62 | 352 | 380 |  | ON_CLK_JCT |  | ON_MPT_TSS |  | circuit_id:281, owner:281, planning_rgn:None, num_of_circuits:None, current:None, line_segment_length_km:7, line_segment_length_mi:7, line_length_km:7, line_length_mi:7, voltage:7, reactance:24, smax:25, sum_ampacity:None, win_ampacity:None, sum_rating:None, win_rating:None, power_factor:None, win_capacity:23, starting_node_code:None, ending_node_name:281, ending_node_code:None, other_references:None, notes:None
1626 | 12302 | Q24HM | ON | Ontario | HONI | 1 | ac | 68 | 41.975 | 103.1 | 63.642 | 230 | [6 empty] | 2.74 | 367 | 397 |  | ON_BK2_TSS |  | ON_HNN_JCT |  | circuit_id:281, owner:281, planning_rgn:None, num_of_circuits:None, current:None, line_segment_length_km:7, line_segment_length_mi:7, line_length_km:7, line_length_mi:7, voltage:7, reactance:24, smax:25, sum_ampacity:None, win_ampacity:None, sum_rating:None, win_rating:None, power_factor:None, win_capacity:23, starting_node_code:None, ending_node_name:281, ending_node_code:None, other_references:None, notes:None
1627 | 12303 | Q24HM | ON | Ontario | HONI | 1 | ac | 10 | 6.173 | 103.1 | 63.642 | 230 | [6 empty] | 2.74 | 367 | 397 |  | ON_HNN_JCT |  | ON_BCH_DSS |  | circuit_id:281, owner:281, planning_rgn:None, num_of_circuits:None, current:None, line_segment_length_km:7, line_segment_length_mi:7, line_length_km:7, line_length_mi:7, voltage:7, reactance:24, smax:25, sum_ampacity:None, win_ampacity:None, sum_rating:None, win_rating:None, power_factor:None, win_capacity:23, starting_node_code:None, ending_node_name:281, ending_node_code:None, other_references:None, notes:None
1628 | 12304 | Q24HM | ON | Ontario | HONI | 1 | ac | 1 | 0.617 | 103.1 | 63.642 | 230 | [6 empty] | 2.74 | 367 | 397 |  | ON_BCH_DSS |  | ON_DKW_ISS |  | circuit_id:281, owner:281, planning_rgn:None, num_of_circuits:None, current:None, line_segment_length_km:7, line_segment_length_mi:7, line_length_km:7, line_length_mi:7, voltage:7, reactance:24, smax:25, sum_ampacity:None, win_ampacity:None, sum_rating:None, win_rating:None, power_factor:None, win_capacity:23, starting_node_code:None, ending_node_name:281, ending_node_code:None, other_references:None, notes:None
1629 | 12305 | Q24HM | ON | Ontario | HONI | 1 | ac | 1.5 | 0.926 | 103.1 | 63.642 | 230 | [6 empty] | 2.74 | 367 | 397 |  | ON_HNN_JCT |  | ON_NEB_JCT |  | circuit_id:281, owner:281, planning_rgn:None, num_of_circuits:None, current:None, line_segment_length_km:7, line_segment_length_mi:7, line_length_km:7, line_length_mi:7, voltage:7, reactance:24, smax:25, sum_ampacity:None, win_ampacity:None, sum_rating:None, win_rating:None, power_factor:None, win_capacity:23, starting_node_code:None, ending_node_name:281, ending_node_code:None, other_references:None, notes:None
1630 | 12306 | Q24HM | ON | Ontario | HONI | 1 | ac | 0.1 | 0.062 | 103.1 | 63.642 | 230 | [6 empty] | 2.74 | 367 | 397 |  | ON_NEB_JCT |  | ON_NEB_DSS |  | circuit_id:281, owner:281, planning_rgn:None, num_of_circuits:None, current:None, line_segment_length_km:7, line_segment_length_mi:7, line_length_km:7, line_length_mi:7, voltage:7, reactance:24, smax:25, sum_ampacity:None, win_ampacity:None, sum_rating:None, win_rating:None, power_factor:None, win_capacity:23, starting_node_code:None, ending_node_name:281, ending_node_code:None, other_references:None, notes:None
1631 | 12307 | Q24HM | ON | Ontario | HONI | 1 | ac | 6.5 | 4.012 | 103.1 | 63.642 | 230 | [6 empty] | 2.74 | 367 | 397 |  | ON_NEB_JCT |  | ON_NEA_JCT |  | circuit_id:281, owner:281, planning_rgn:None, num_of_circuits:None, current:None, line_segment_length_km:7, line_segment_length_mi:7, line_length_km:7, line_length_mi:7, voltage:7, reactance:24, smax:25, sum_ampacity:None, win_ampacity:None, sum_rating:None, win_rating:None, power_factor:None, win_capacity:23, starting_node_code:None, ending_node_name:281, ending_node_code:None, other_references:None, notes:None
1632 | 12308 | Q24HM | ON | Ontario | HONI | 1 | ac | 3 | 1.852 | 103.1 | 63.642 | 230 | [6 empty] | 2.74 | 367 | 397 |  | ON_NEA_JCT |  | ON_SCT_JCT |  | circuit_id:281, owner:281, planning_rgn:None, num_of_circuits:None, current:None, line_segment_length_km:7, line_segment_length_mi:7, line_length_km:7, line_length_mi:7, voltage:7, reactance:24, smax:25, sum_ampacity:None, win_ampacity:None, sum_rating:None, win_rating:None, power_factor:None, win_capacity:23, starting_node_code:None, ending_node_name:281, ending_node_code:None, other_references:None, notes:None
1633 | 12309 | Q24HM | ON | Ontario | HONI | 1 | ac | 6 | 3.704 | 103.1 | 63.642 | 230 | [6 empty] | 2.74 | 367 | 397 |  | ON_SCT_JCT |  | ON_TRN_JCT |  | circuit_id:281, owner:281, planning_rgn:None, num_of_circuits:None, current:None, line_segment_length_km:7, line_segment_length_mi:7, line_length_km:7, line_length_mi:7, voltage:7, reactance:24, smax:25, sum_ampacity:None, win_ampacity:None, sum_rating:None, win_rating:None, power_factor:None, win_capacity:23, starting_node_code:None, ending_node_name:281, ending_node_code:None, other_references:None, notes:None
1634 | 12310 | Q24HM | ON | Ontario | HONI | 1 | ac | 6 | 3.704 | 103.1 | 63.642 | 230 | [6 empty] | 2.74 | 367 | 397 |  | ON_TRN_JCT |  | ON_CLK_JCT |  | circuit_id:281, owner:281, planning_rgn:None, num_of_circuits:None, current:None, line_segment_length_km:7, line_segment_length_mi:7, line_length_km:7, line_length_mi:7, voltage:7, reactance:24, smax:25, sum_ampacity:None, win_ampacity:None, sum_rating:None, win_rating:None, power_factor:None, win_capacity:23, starting_node_code:None, ending_node_name:281, ending_node_code:None, other_references:None, notes:None
1635 | 12311 | Q24HM | ON | Ontario | HONI | 1 | ac | 1 | 0.617 | 103.1 | 63.642 | 230 | [6 empty] | 2.74 | 367 | 397 |  | ON_CLK_JCT |  | ON_MPT_TSS |  | circuit_id:281, owner:281, planning_rgn:None, num_of_circuits:None, current:None, line_segment_length_km:7, line_segment_length_mi:7, line_length_km:7, line_length_mi:7, voltage:7, reactance:24, smax:25, sum_ampacity:None, win_ampacity:None, sum_rating:None, win_rating:None, power_factor:None, win_capacity:23, starting_node_code:None, ending_node_name:281, ending_node_code:None, other_references:None, notes:None
1636 | 12312 | Q25BM | ON | Ontario | HONI | 1 | ac | 47 | 29.012 | 110.1 | 67.963 | 230 | [6 empty] | 2.62 | 352 | 380 |  | ON_BK2_TSS |  | ON_NIW_JCT |  | circuit_id:281, owner:281, planning_rgn:None, num_of_circuits:None, current:None, line_segment_length_km:7, line_segment_length_mi:7, line_length_km:7, line_length_mi:7, voltage:7, reactance:24, smax:25, sum_ampacity:None, win_ampacity:None, sum_rating:None, win_rating:None, power_factor:None, win_capacity:23, starting_node_code:None, ending_node_name:281, ending_node_code:None, other_references:None, notes:None
1637 | 12313 | Q25BM | ON | Ontario | HONI | 1 | ac | 0.1 | 0.062 | 110.1 | 67.963 | 230 | [6 empty] | 2.62 | 352 | 380 |  | ON_NIW_JCT |  | ON_NIW_DSS |  | circuit_id:281, owner:281, planning_rgn:None, num_of_circuits:None, current:None, line_segment_length_km:7, line_segment_length_mi:7, line_length_km:7, line_length_mi:7, voltage:7, reactance:24, smax:25, sum_ampacity:None, win_ampacity:None, sum_rating:None, win_rating:None, power_factor:None, win_capacity:23, starting_node_code:None, ending_node_name:281, ending_node_code:None, other_references:None, notes:None
1638 | 12314 | Q25BM | ON | Ontario | HONI | 1 | ac | 21 | 12.963 | 110.1 | 67.963 | 230 | [6 empty] | 2.62 | 352 | 380 |  | ON_NIW_JCT |  | ON_HNN_JCT |  | circuit_id:281, owner:281, planning_rgn:None, num_of_circuits:None, current:None, line_segment_length_km:7, line_segment_length_mi:7, line_length_km:7, line_length_mi:7, voltage:7, reactance:24, smax:25, sum_ampacity:None, win_ampacity:None, sum_rating:None, win_rating:None, power_factor:None, win_capacity:23, starting_node_code:None, ending_node_name:281, ending_node_code:None, other_references:None, notes:None
1639 | 12315 | Q25BM | ON | Ontario | HONI | 1 | ac | 8 | 4.938 | 110.1 | 67.963 | 230 | [6 empty] | 2.62 | 352 | 380 |  | ON_HNN_JCT |  | ON_NEA_JCT |  | circuit_id:281, owner:281, planning_rgn:None, num_of_circuits:None, current:None, line_segment_length_km:7, line_segment_length_mi:7, line_length_km:7, line_length_mi:7, voltage:7, reactance:24, smax:25, sum_ampacity:None, win_ampacity:None, sum_rating:None, win_rating:None, power_factor:None, win_capacity:23, starting_node_code:None, ending_node_name:281, ending_node_code:None, other_references:None, notes:None
1640 | 12316 | Q25BM | ON | Ontario | HONI | 1 | ac | 18 | 11.111 | 110.1 | 67.963 | 230 | [6 empty] | 2.62 | 352 | 380 |  | ON_NEA_JCT |  | ON_BUR_DSS |  | circuit_id:281, owner:281, planning_rgn:None, num_of_circuits:None, current:None, line_segment_length_km:7, line_segment_length_mi:7, line_length_km:7, line_length_mi:7, voltage:7, reactance:24, smax:25, sum_ampacity:None, win_ampacity:None, sum_rating:None, win_rating:None, power_factor:None, win_capacity:23, starting_node_code:None, ending_node_name:281, ending_node_code:None, other_references:None, notes:None
1641 | 12317 | Q25BM | ON | Ontario | HONI | 1 | ac | 3 | 1.852 | 110.1 | 67.963 | 230 | [6 empty] | 2.62 | 352 | 380 |  | ON_NEA_JCT |  | ON_SCT_JCT |  | circuit_id:281, owner:281, planning_rgn:None, num_of_circuits:None, current:None, line_segment_length_km:7, line_segment_length_mi:7, line_length_km:7, line_length_mi:7, voltage:7, reactance:24, smax:25, sum_ampacity:None, win_ampacity:None, sum_rating:None, win_rating:None, power_factor:None, win_capacity:23, starting_node_code:None, ending_node_name:281, ending_node_code:None, other_references:None, notes:None
1642 | 12318 | Q25BM | ON | Ontario | HONI | 1 | ac | 6 | 3.704 | 110.1 | 67.963 | 230 | [6 empty] | 2.62 | 352 | 380 |  | ON_SCT_JCT |  | ON_MTH_JCT |  | circuit_id:281, owner:281, planning_rgn:None, num_of_circuits:None, current:None, line_segment_length_km:7, line_segment_length_mi:7, line_length_km:7, line_length_mi:7, voltage:7, reactance:24, smax:25, sum_ampacity:None, win_ampacity:None, sum_rating:None, win_rating:None, power_factor:None, win_capacity:23, starting_node_code:None, ending_node_name:281, ending_node_code:None, other_references:None, notes:None
1643 | 12319 | Q25BM | ON | Ontario | HONI | 1 | ac | 6 | 3.704 | 110.1 | 67.963 | 230 | [6 empty] | 2.62 | 352 | 380 |  | ON_MTH_JCT |  | ON_CLK_JCT |  | circuit_id:281, owner:281, planning_rgn:None, num_of_circuits:None, current:None, line_segment_length_km:7, line_segment_length_mi:7, line_length_km:7, line_length_mi:7, voltage:7, reactance:24, smax:25, sum_ampacity:None, win_ampacity:None, sum_rating:None, win_rating:None, power_factor:None, win_capacity:23, starting_node_code:None, ending_node_name:281, ending_node_code:None, other_references:None, notes:None
1644 | 12320 | Q25BM | ON | Ontario | HONI | 1 | ac | 1 | 0.617 | 110.1 | 67.963 | 230 | [6 empty] | 2.62 | 352 | 380 |  | ON_CLK_JCT |  | ON_MPT_TSS |  | circuit_id:281, owner:281, planning_rgn:None, num_of_circuits:None, current:None, line_segment_length_km:7, line_segment_length_mi:7, line_length_km:7, line_length_mi:7, voltage:7, reactance:24, smax:25, sum_ampacity:None, win_ampacity:None, sum_rating:None, win_rating:None, power_factor:None, win_capacity:23, starting_node_code:None, ending_node_name:281, ending_node_code:None, other_references:None, notes:None
1645 | 12321 | Q26M | ON | Ontario | HONI | 2 | ac | 13 | 8.025 | 88 | 54.321 | 230 | [6 empty] | 3 | 402 | 435 |  | ON_BK2_TSS |  | ON_ACS_JCT |  | circuit_id:281, owner:281, planning_rgn:None, num_of_circuits:None, current:None, line_segment_length_km:7, line_segment_length_mi:7, line_length_km:7, line_length_mi:7, voltage:7, reactance:24, smax:25, sum_ampacity:None, win_ampacity:None, sum_rating:None, win_rating:None, power_factor:None, win_capacity:23, starting_node_code:None, ending_node_name:281, ending_node_code:None, other_references:None, notes:None
1646 | 12322 | Q26M | ON | Ontario | HONI | 1 | ac | 1 | 0.617 | 88 | 54.321 | 230 | [6 empty] | 3 | 402 | 435 |  | ON_ACS_JCT |  | ON_CSL_JCT |  | circuit_id:281, owner:281, planning_rgn:None, num_of_circuits:None, current:None, line_segment_length_km:7, line_segment_length_mi:7, line_length_km:7, line_length_mi:7, voltage:7, reactance:24, smax:25, sum_ampacity:None, win_ampacity:None, sum_rating:None, win_rating:None, power_factor:None, win_capacity:23, starting_node_code:None, ending_node_name:281, ending_node_code:None, other_references:None, notes:None
1647 | 12323 | Q26M | ON | Ontario | HONI | 1 | ac | 2 | 1.235 | 88 | 54.321 | 230 | [6 empty] | 3 | 402 | 435 |  | ON_CSL_JCT |  | ON_ALL_TSS |  | circuit_id:281, owner:281, planning_rgn:None, num_of_circuits:None, current:None, line_segment_length_km:7, line_segment_length_mi:7, line_length_km:7, line_length_mi:7, voltage:7, reactance:24, smax:25, sum_ampacity:None, win_ampacity:None, sum_rating:None, win_rating:None, power_factor:None, win_capacity:23, starting_node_code:None, ending_node_name:281, ending_node_code:None, other_references:None, notes:None
1648 | 12324 | Q26M | ON | Ontario | HONI | 1 | ac | 2 | 1.235 | 88 | 54.321 | 230 | [6 empty] | 3 | 402 | 435 |  | ON_CSL_JCT |  | ON_ALW_JCT |  | circuit_id:281, owner:281, planning_rgn:None, num_of_circuits:None, current:None, line_segment_length_km:7, line_segment_length_mi:7, line_length_km:7, line_length_mi:7, voltage:7, reactance:24, smax:25, sum_ampacity:None, win_ampacity:None, sum_rating:None, win_rating:None, power_factor:None, win_capacity:23, starting_node_code:None, ending_node_name:281, ending_node_code:None, other_references:None, notes:None
1649 | 12325 | Q26M | ON | Ontario | HONI | 1 | ac | 70 | 43.21 | 88 | 54.321 | 230 | [6 empty] | 3 | 402 | 435 |  | ON_ALW_JCT |  | ON_MPT_TSS |  | circuit_id:281, owner:281, planning_rgn:None, num_of_circuits:None, current:None, line_segment_length_km:7, line_segment_length_mi:7, line_length_km:7, line_length_mi:7, voltage:7, reactance:24, smax:25, sum_ampacity:None, win_ampacity:None, sum_rating:None, win_rating:None, power_factor:None, win_capacity:23, starting_node_code:None, ending_node_name:281, ending_node_code:None, other_references:None, notes:None
1650 | 12326 | Q28A | ON | Ontario | HONI | 1 | ac | 13 | 8.025 | 16 | 9.877 | 230 | [6 empty] | 3 | 402 | 435 |  | ON_BK2_TSS |  | ON_ACS_JCT |  | circuit_id:281, owner:281, planning_rgn:None, num_of_circuits:None, current:None, line_segment_length_km:7, line_segment_length_mi:7, line_length_km:7, line_length_mi:7, voltage:7, reactance:24, smax:25, sum_ampacity:None, win_ampacity:None, sum_rating:None, win_rating:None, power_factor:None, win_capacity:23, starting_node_code:None, ending_node_name:281, ending_node_code:None, other_references:None, notes:None
1651 | 12327 | Q28A | ON | Ontario | HONI | 1 | ac | 3 | 1.852 | 16 | 9.877 | 230 | [6 empty] | 3 | 402 | 435 |  | ON_ACS_JCT |  | ON_ALL_TSS |  | circuit_id:281, owner:281, planning_rgn:None, num_of_circuits:None, current:None, line_segment_length_km:7, line_segment_length_mi:7, line_length_km:7, line_length_mi:7, voltage:7, reactance:24, smax:25, sum_ampacity:None, win_ampacity:None, sum_rating:None, win_rating:None, power_factor:None, win_capacity:23, starting_node_code:None, ending_node_name:281, ending_node_code:None, other_references:None, notes:None
1652 | 12328 | Q29HM | ON | Ontario | HONI | 1 | ac | 68 | 41.975 | 103.1 | 63.642 | 230 | [6 empty] | 2.74 | 367 | 397 |  | ON_BK2_TSS |  | ON_HNN_JCT |  | circuit_id:281, owner:281, planning_rgn:None, num_of_circuits:None, current:None, line_segment_length_km:7, line_segment_length_mi:7, line_length_km:7, line_length_mi:7, voltage:7, reactance:24, smax:25, sum_ampacity:None, win_ampacity:None, sum_rating:None, win_rating:None, power_factor:None, win_capacity:23, starting_node_code:None, ending_node_name:281, ending_node_code:None, other_references:None, notes:None
1653 | 12329 | Q29HM | ON | Ontario | HONI | 1 | ac | 10 | 6.173 | 103.1 | 63.642 | 230 | [6 empty] | 2.74 | 367 | 397 |  | ON_HNN_JCT |  | ON_BCH_DSS |  | circuit_id:281, owner:281, planning_rgn:None, num_of_circuits:None, current:None, line_segment_length_km:7, line_segment_length_mi:7, line_length_km:7, line_length_mi:7, voltage:7, reactance:24, smax:25, sum_ampacity:None, win_ampacity:None, sum_rating:None, win_rating:None, power_factor:None, win_capacity:23, starting_node_code:None, ending_node_name:281, ending_node_code:None, other_references:None, notes:None
1654 | 12330 | Q29HM | ON | Ontario | HONI | 1 | ac | 1 | 0.617 | 103.1 | 63.642 | 230 | [6 empty] | 2.74 | 367 | 397 |  | ON_BCH_DSS |  | ON_DKW_ISS |  | circuit_id:281, owner:281, planning_rgn:None, num_of_circuits:None, current:None, line_segment_length_km:7, line_segment_length_mi:7, line_length_km:7, line_length_mi:7, voltage:7, reactance:24, smax:25, sum_ampacity:None, win_ampacity:None, sum_rating:None, win_rating:None, power_factor:None, win_capacity:23, starting_node_code:None, ending_node_name:281, ending_node_code:None, other_references:None, notes:None
1655 | 12331 | Q29HM | ON | Ontario | HONI | 1 | ac | 1.5 | 0.926 | 103.1 | 63.642 | 230 | [6 empty] | 2.74 | 367 | 397 |  | ON_HNN_JCT |  | ON_NEB_JCT |  | circuit_id:281, owner:281, planning_rgn:None, num_of_circuits:None, current:None, line_segment_length_km:7, line_segment_length_mi:7, line_length_km:7, line_length_mi:7, voltage:7, reactance:24, smax:25, sum_ampacity:None, win_ampacity:None, sum_rating:None, win_rating:None, power_factor:None, win_capacity:23, starting_node_code:None, ending_node_name:281, ending_node_code:None, other_references:None, notes:None
1656 | 12332 | Q29HM | ON | Ontario | HONI | 1 | ac | 0.1 | 0.062 | 103.1 | 63.642 | 230 | [6 empty] | 2.74 | 367 | 397 |  | ON_NEB_JCT |  | ON_NEB_DSS |  | circuit_id:281, owner:281, planning_rgn:None, num_of_circuits:None, current:None, line_segment_length_km:7, line_segment_length_mi:7, line_length_km:7, line_length_mi:7, voltage:7, reactance:24, smax:25, sum_ampacity:None, win_ampacity:None, sum_rating:None, win_rating:None, power_factor:None, win_capacity:23, starting_node_code:None, ending_node_name:281, ending_node_code:None, other_references:None, notes:None
1657 | 12333 | Q29HM | ON | Ontario | HONI | 1 | ac | 6.5 | 4.012 | 103.1 | 63.642 | 230 | [6 empty] | 2.74 | 367 | 397 |  | ON_NEB_JCT |  | ON_NEA_JCT |  | circuit_id:281, owner:281, planning_rgn:None, num_of_circuits:None, current:None, line_segment_length_km:7, line_segment_length_mi:7, line_length_km:7, line_length_mi:7, voltage:7, reactance:24, smax:25, sum_ampacity:None, win_ampacity:None, sum_rating:None, win_rating:None, power_factor:None, win_capacity:23, starting_node_code:None, ending_node_name:281, ending_node_code:None, other_references:None, notes:None
1658 | 12334 | Q29HM | ON | Ontario | HONI | 1 | ac | 3 | 1.852 | 103.1 | 63.642 | 230 | [6 empty] | 2.74 | 367 | 397 |  | ON_NEA_JCT |  | ON_SCT_JCT |  | circuit_id:281, owner:281, planning_rgn:None, num_of_circuits:None, current:None, line_segment_length_km:7, line_segment_length_mi:7, line_length_km:7, line_length_mi:7, voltage:7, reactance:24, smax:25, sum_ampacity:None, win_ampacity:None, sum_rating:None, win_rating:None, power_factor:None, win_capacity:23, starting_node_code:None, ending_node_name:281, ending_node_code:None, other_references:None, notes:None
1659 | 12335 | Q29HM | ON | Ontario | HONI | 1 | ac | 12 | 7.407 | 103.1 | 63.642 | 230 | [6 empty] | 2.74 | 367 | 397 |  | ON_SCT_JCT |  | ON_CLK_JCT |  | circuit_id:281, owner:281, planning_rgn:None, num_of_circuits:None, current:None, line_segment_length_km:7, line_segment_length_mi:7, line_length_km:7, line_length_mi:7, voltage:7, reactance:24, smax:25, sum_ampacity:None, win_ampacity:None, sum_rating:None, win_rating:None, power_factor:None, win_capacity:23, starting_node_code:None, ending_node_name:281, ending_node_code:None, other_references:None, notes:None
1660 | 12336 | Q29HM | ON | Ontario | HONI | 1 | ac | 1 | 0.617 | 103.1 | 63.642 | 230 | [6 empty] | 2.74 | 367 | 397 |  | ON_CLK_JCT |  | ON_MPT_TSS |  | circuit_id:281, owner:281, planning_rgn:None, num_of_circuits:None, current:None, line_segment_length_km:7, line_segment_length_mi:7, line_length_km:7, line_length_mi:7, voltage:7, reactance:24, smax:25, sum_ampacity:None, win_ampacity:None, sum_rating:None, win_rating:None, power_factor:None, win_capacity:23, starting_node_code:None, ending_node_name:281, ending_node_code:None, other_references:None, notes:None
1661 | 12337 | Q2AH | ON | Ontario | HONI | 2 | ac | 0.1 | 0.062 | 163.8 | 101.111 | 115 | [6 empty] | 2.02 | 66 | 73 |  | ON_BK1_SWS |  | ON_BKQ_JCT |  | circuit_id:281, owner:281, planning_rgn:None, num_of_circuits:None, current:None, line_segment_length_km:7, line_segment_length_mi:7, line_length_km:7, line_length_mi:7, voltage:7, reactance:24, smax:25, sum_ampacity:None, win_ampacity:None, sum_rating:None, win_rating:None, power_factor:None, win_capacity:23, starting_node_code:None, ending_node_name:281, ending_node_code:None, other_references:None, notes:None
1662 | 12338 | Q2AH | ON | Ontario | HONI | 1 | ac | 15 | 9.259 | 163.8 | 101.111 | 115 | [6 empty] | 2.02 | 66 | 73 |  | ON_BKQ_JCT |  | ON_HLR_JCT |  | circuit_id:281, owner:281, planning_rgn:None, num_of_circuits:None, current:None, line_segment_length_km:7, line_segment_length_mi:7, line_length_km:7, line_length_mi:7, voltage:7, reactance:24, smax:25, sum_ampacity:None, win_ampacity:None, sum_rating:None, win_rating:None, power_factor:None, win_capacity:23, starting_node_code:None, ending_node_name:281, ending_node_code:None, other_references:None, notes:None
1663 | 12339 | Q2AH | ON | Ontario | HONI | 1 | ac | 3 | 1.852 | 163.8 | 101.111 | 115 | [6 empty] | 2.02 | 66 | 73 |  | ON_HLR_JCT |  | ON_ALL_TSS |  | circuit_id:281, owner:281, planning_rgn:None, num_of_circuits:None, current:None, line_segment_length_km:7, line_segment_length_mi:7, line_length_km:7, line_length_mi:7, voltage:7, reactance:24, smax:25, sum_ampacity:None, win_ampacity:None, sum_rating:None, win_rating:None, power_factor:None, win_capacity:23, starting_node_code:None, ending_node_name:281, ending_node_code:None, other_references:None, notes:None
1664 | 12340 | Q2AH | ON | Ontario | HONI | 1 | ac | 8 | 4.938 | 163.8 | 101.111 | 115 | [6 empty] | 2.02 | 66 | 73 |  | ON_HLR_JCT |  | ON_STJ_JCT |  | circuit_id:281, owner:281, planning_rgn:None, num_of_circuits:None, current:None, line_segment_length_km:7, line_segment_length_mi:7, line_length_km:7, line_length_mi:7, voltage:7, reactance:24, smax:25, sum_ampacity:None, win_ampacity:None, sum_rating:None, win_rating:None, power_factor:None, win_capacity:23, starting_node_code:None, ending_node_name:281, ending_node_code:None, other_references:None, notes:None
1665 | 12341 | Q2AH | ON | Ontario | HONI | 1 | ac | 5 | 3.086 | 163.8 | 101.111 | 115 | [6 empty] | 2.02 | 66 | 73 |  | ON_STJ_JCT |  | ON_LOU_JCT |  | circuit_id:281, owner:281, planning_rgn:None, num_of_circuits:None, current:None, line_segment_length_km:7, line_segment_length_mi:7, line_length_km:7, line_length_mi:7, voltage:7, reactance:24, smax:25, sum_ampacity:None, win_ampacity:None, sum_rating:None, win_rating:None, power_factor:None, win_capacity:23, starting_node_code:None, ending_node_name:281, ending_node_code:None, other_references:None, notes:None
1666 | 12342 | Q2AH | ON | Ontario | HONI | 1 | ac | 12.5 | 7.716 | 163.8 | 101.111 | 115 | [6 empty] | 2.02 | 66 | 73 |  | ON_LOU_JCT |  | ON_CHR_JCT |  | circuit_id:281, owner:281, planning_rgn:None, num_of_circuits:None, current:None, line_segment_length_km:7, line_segment_length_mi:7, line_length_km:7, line_length_mi:7, voltage:7, reactance:24, smax:25, sum_ampacity:None, win_ampacity:None, sum_rating:None, win_rating:None, power_factor:None, win_capacity:23, starting_node_code:None, ending_node_name:281, ending_node_code:None, other_references:None, notes:None
1667 | 12343 | Q2AH | ON | Ontario | HONI | 1 | ac | 0.1 | 0.062 | 163.8 | 101.111 | 115 | [6 empty] | 2.02 | 66 | 73 |  | ON_CHR_JCT |  | ON_VNL_DSS |  | circuit_id:281, owner:281, planning_rgn:None, num_of_circuits:None, current:None, line_segment_length_km:7, line_segment_length_mi:7, line_length_km:7, line_length_mi:7, voltage:7, reactance:24, smax:25, sum_ampacity:None, win_ampacity:None, sum_rating:None, win_rating:None, power_factor:None, win_capacity:23, starting_node_code:None, ending_node_name:281, ending_node_code:None, other_references:None, notes:None
1668 | 12344 | Q2AH | ON | Ontario | HONI | 1 | ac | 5 | 3.086 | 163.8 | 101.111 | 115 | [6 empty] | 2.02 | 66 | 73 |  | ON_CHR_JCT |  | ON_BMS_DSS |  | circuit_id:281, owner:281, planning_rgn:None, num_of_circuits:None, current:None, line_segment_length_km:7, line_segment_length_mi:7, line_length_km:7, line_length_mi:7, voltage:7, reactance:24, smax:25, sum_ampacity:None, win_ampacity:None, sum_rating:None, win_rating:None, power_factor:None, win_capacity:23, starting_node_code:None, ending_node_name:281, ending_node_code:None, other_references:None, notes:None
1669 | 12345 | Q2AH | ON | Ontario | HONI | 1 | ac | 14 | 8.642 | 163.8 | 101.111 | 115 | [6 empty] | 2.02 | 66 | 73 |  | ON_BMS_DSS |  | ON_WNA_JCT |  | circuit_id:281, owner:281, planning_rgn:None, num_of_circuits:None, current:None, line_segment_length_km:7, line_segment_length_mi:7, line_length_km:7, line_length_mi:7, voltage:7, reactance:24, smax:25, sum_ampacity:None, win_ampacity:None, sum_rating:None, win_rating:None, power_factor:None, win_capacity:23, starting_node_code:None, ending_node_name:281, ending_node_code:None, other_references:None, notes:None
1670 | 12346 | Q2AH | ON | Ontario | HONI | 2 | ac | 0.1 | 0.062 | 163.8 | 101.111 | 115 | [6 empty] | 2.02 | 66 | 73 |  | ON_WNA_JCT |  | ON_WNA_DSS |  | circuit_id:281, owner:281, planning_rgn:None, num_of_circuits:None, current:None, line_segment_length_km:7, line_segment_length_mi:7, line_length_km:7, line_length_mi:7, voltage:7, reactance:24, smax:25, sum_ampacity:None, win_ampacity:None, sum_rating:None, win_rating:None, power_factor:None, win_capacity:23, starting_node_code:None, ending_node_name:281, ending_node_code:None, other_references:None, notes:None
1671 | 12347 | Q2AH | ON | Ontario | HONI | 1 | ac | 5 | 3.086 | 163.8 | 101.111 | 115 | [6 empty] | 2.02 | 66 | 73 |  | ON_WNA_JCT |  | ON_SLT_JCT |  | circuit_id:281, owner:281, planning_rgn:None, num_of_circuits:None, current:None, line_segment_length_km:7, line_segment_length_mi:7, line_length_km:7, line_length_mi:7, voltage:7, reactance:24, smax:25, sum_ampacity:None, win_ampacity:None, sum_rating:None, win_rating:None, power_factor:None, win_capacity:23, starting_node_code:None, ending_node_name:281, ending_node_code:None, other_references:None, notes:None
1672 | 12348 | Q2AH | ON | Ontario | HONI | 1 | ac | 8 | 4.938 | 163.8 | 101.111 | 115 | [6 empty] | 2.02 | 66 | 73 |  | ON_SLT_JCT |  | ON_BCH_DSS |  | circuit_id:281, owner:281, planning_rgn:None, num_of_circuits:None, current:None, line_segment_length_km:7, line_segment_length_mi:7, line_length_km:7, line_length_mi:7, voltage:7, reactance:24, smax:25, sum_ampacity:None, win_ampacity:None, sum_rating:None, win_rating:None, power_factor:None, win_capacity:23, starting_node_code:None, ending_node_name:281, ending_node_code:None, other_references:None, notes:None
1673 | 12349 | Q2AH | ON | Ontario | HONI | 1 | ac | 10 | 6.173 | 163.8 | 101.111 | 115 | [6 empty] | 2.02 | 66 | 73 |  | ON_STJ_JCT |  | ON_PEL_JCT |  | circuit_id:281, owner:281, planning_rgn:None, num_of_circuits:None, current:None, line_segment_length_km:7, line_segment_length_mi:7, line_length_km:7, line_length_mi:7, voltage:7, reactance:24, smax:25, sum_ampacity:None, win_ampacity:None, sum_rating:None, win_rating:None, power_factor:None, win_capacity:23, starting_node_code:None, ending_node_name:281, ending_node_code:None, other_references:None, notes:None
1674 | 12350 | Q2AH | ON | Ontario | HONI | 1 | ac | 2 | 1.235 | 163.8 | 101.111 | 115 | [6 empty] | 2.02 | 66 | 73 |  | ON_PEL_JCT |  | ON_RSD_JCT |  | circuit_id:281, owner:281, planning_rgn:None, num_of_circuits:None, current:None, line_segment_length_km:7, line_segment_length_mi:7, line_length_km:7, line_length_mi:7, voltage:7, reactance:24, smax:25, sum_ampacity:None, win_ampacity:None, sum_rating:None, win_rating:None, power_factor:None, win_capacity:23, starting_node_code:None, ending_node_name:281, ending_node_code:None, other_references:None, notes:None
1675 | 12351 | Q2AH | ON | Ontario | HONI | 1 | ac | 12 | 7.407 | 163.8 | 101.111 | 115 | [6 empty] | 2.02 | 66 | 73 |  | ON_RSD_JCT |  | ON_STN_JCT |  | circuit_id:281, owner:281, planning_rgn:None, num_of_circuits:None, current:None, line_segment_length_km:7, line_segment_length_mi:7, line_length_km:7, line_length_mi:7, voltage:7, reactance:24, smax:25, sum_ampacity:None, win_ampacity:None, sum_rating:None, win_rating:None, power_factor:None, win_capacity:23, starting_node_code:None, ending_node_name:281, ending_node_code:None, other_references:None, notes:None
1676 | 12352 | Q2AH | ON | Ontario | HONI | 1 | ac | 22 | 13.58 | 163.8 | 101.111 | 115 | [6 empty] | 2.02 | 66 | 73 |  | ON_STN_JCT |  | ON_DNV_DSS |  | circuit_id:281, owner:281, planning_rgn:None, num_of_circuits:None, current:None, line_segment_length_km:7, line_segment_length_mi:7, line_length_km:7, line_length_mi:7, voltage:7, reactance:24, smax:25, sum_ampacity:None, win_ampacity:None, sum_rating:None, win_rating:None, power_factor:None, win_capacity:23, starting_node_code:None, ending_node_name:281, ending_node_code:None, other_references:None, notes:None
1677 | 12353 | Q2AH | ON | Ontario | HONI | 1 | ac | 11 | 6.79 | 163.8 | 101.111 | 115 | [6 empty] | 2.02 | 66 | 73 |  | ON_STN_JCT |  | ON_CST_JCT |  | circuit_id:281, owner:281, planning_rgn:None, num_of_circuits:None, current:None, line_segment_length_km:7, line_segment_length_mi:7, line_length_km:7, line_length_mi:7, voltage:7, reactance:24, smax:25, sum_ampacity:None, win_ampacity:None, sum_rating:None, win_rating:None, power_factor:None, win_capacity:23, starting_node_code:None, ending_node_name:281, ending_node_code:None, other_references:None, notes:None
1678 | 12354 | Q2AH | ON | Ontario | HONI | 1 | ac | 8 | 4.938 | 163.8 | 101.111 | 115 | [6 empty] | 2.02 | 66 | 73 |  | ON_CST_JCT |  | ON_SMV_ISS |  | circuit_id:281, owner:281, planning_rgn:None, num_of_circuits:None, current:None, line_segment_length_km:7, line_segment_length_mi:7, line_length_km:7, line_length_mi:7, voltage:7, reactance:24, smax:25, sum_ampacity:None, win_ampacity:None, sum_rating:None, win_rating:None, power_factor:None, win_capacity:23, starting_node_code:None, ending_node_name:281, ending_node_code:None, other_references:None, notes:None
1679 | 12355 | Q2AH | ON | Ontario | HONI | 1 | ac | 20 | 12.346 | 163.8 | 101.111 | 115 | [6 empty] | 2.02 | 66 | 73 |  | ON_CST_JCT |  | ON_RLW_JCT |  | circuit_id:281, owner:281, planning_rgn:None, num_of_circuits:None, current:None, line_segment_length_km:7, line_segment_length_mi:7, line_length_km:7, line_length_mi:7, voltage:7, reactance:24, smax:25, sum_ampacity:None, win_ampacity:None, sum_rating:None, win_rating:None, power_factor:None, win_capacity:23, starting_node_code:None, ending_node_name:281, ending_node_code:None, other_references:None, notes:None
1680 | 12356 | Q2AH | ON | Ontario | HONI | 1 | ac | 3 | 1.852 | 163.8 | 101.111 | 115 | [6 empty] | 2.02 | 66 | 73 |  | ON_RLW_JCT |  | ON_GLF_JCT |  | circuit_id:281, owner:281, planning_rgn:None, num_of_circuits:None, current:None, line_segment_length_km:7, line_segment_length_mi:7, line_length_km:7, line_length_mi:7, voltage:7, reactance:24, smax:25, sum_ampacity:None, win_ampacity:None, sum_rating:None, win_rating:None, power_factor:None, win_capacity:23, starting_node_code:None, ending_node_name:281, ending_node_code:None, other_references:None, notes:None
1681 | 12357 | Q30M | ON | Ontario | HONI | 1 | ac | 17 | 10.494 | 88.1 | 54.383 | 230 | [6 empty] | 3 | 402 | 435 |  | ON_BK2_TSS |  | ON_ALQ_JCT |  | circuit_id:281, owner:281, planning_rgn:None, num_of_circuits:None, current:None, line_segment_length_km:7, line_segment_length_mi:7, line_length_km:7, line_length_mi:7, voltage:7, reactance:24, smax:25, sum_ampacity:None, win_ampacity:None, sum_rating:None, win_rating:None, power_factor:None, win_capacity:23, starting_node_code:None, ending_node_name:281, ending_node_code:None, other_references:None, notes:None
1682 | 12358 | Q30M | ON | Ontario | HONI | 1 | ac | 0.1 | 0.062 | 88.1 | 54.383 | 230 | [6 empty] | 3 | 402 | 435 |  | ON_ALQ_JCT |  | ON_ALL_TSS |  | circuit_id:281, owner:281, planning_rgn:None, num_of_circuits:None, current:None, line_segment_length_km:7, line_segment_length_mi:7, line_length_km:7, line_length_mi:7, voltage:7, reactance:24, smax:25, sum_ampacity:None, win_ampacity:None, sum_rating:None, win_rating:None, power_factor:None, win_capacity:23, starting_node_code:None, ending_node_name:281, ending_node_code:None, other_references:None, notes:None
1683 | 12359 | Q30M | ON | Ontario | HONI | 1 | ac | 64 | 39.506 | 88.1 | 54.383 | 230 | [6 empty] | 3 | 402 | 435 |  | ON_ALQ_JCT |  | ON_MTH_JCT |  | circuit_id:281, owner:281, planning_rgn:None, num_of_circuits:None, current:None, line_segment_length_km:7, line_segment_length_mi:7, line_length_km:7, line_length_mi:7, voltage:7, reactance:24, smax:25, sum_ampacity:None, win_ampacity:None, sum_rating:None, win_rating:None, power_factor:None, win_capacity:23, starting_node_code:None, ending_node_name:281, ending_node_code:None, other_references:None, notes:None
1684 | 12360 | Q30M | ON | Ontario | HONI | 1 | ac | 6 | 3.704 | 88.1 | 54.383 | 230 | [6 empty] | 3 | 402 | 435 |  | ON_MTH_JCT |  | ON_CLK_JCT |  | circuit_id:281, owner:281, planning_rgn:None, num_of_circuits:None, current:None, line_segment_length_km:7, line_segment_length_mi:7, line_length_km:7, line_length_mi:7, voltage:7, reactance:24, smax:25, sum_ampacity:None, win_ampacity:None, sum_rating:None, win_rating:None, power_factor:None, win_capacity:23, starting_node_code:None, ending_node_name:281, ending_node_code:None, other_references:None, notes:None
1685 | 12361 | Q30M | ON | Ontario | HONI | 1 | ac | 1 | 0.617 | 88.1 | 54.383 | 230 | [6 empty] | 3 | 402 | 435 |  | ON_CLK_JCT |  | ON_MPT_TSS |  | circuit_id:281, owner:281, planning_rgn:None, num_of_circuits:None, current:None, line_segment_length_km:7, line_segment_length_mi:7, line_length_km:7, line_length_mi:7, voltage:7, reactance:24, smax:25, sum_ampacity:None, win_ampacity:None, sum_rating:None, win_rating:None, power_factor:None, win_capacity:23, starting_node_code:None, ending_node_name:281, ending_node_code:None, other_references:None, notes:None
1686 | 12362 | Q35M | ON | Ontario | HONI | 1 | ac | 13 | 8.025 | 82 | 50.617 | 230 | [6 empty] | 3 | 402 | 435 |  | ON_BK2_TSS |  | ON_ACS_JCT |  | circuit_id:281, owner:281, planning_rgn:None, num_of_circuits:None, current:None, line_segment_length_km:7, line_segment_length_mi:7, line_length_km:7, line_length_mi:7, voltage:7, reactance:24, smax:25, sum_ampacity:None, win_ampacity:None, sum_rating:None, win_rating:None, power_factor:None, win_capacity:23, starting_node_code:None, ending_node_name:281, ending_node_code:None, other_references:None, notes:None
1687 | 12363 | Q35M | ON | Ontario | HONI | 1 | ac | 1 | 0.617 | 82 | 50.617 | 230 | [6 empty] | 3 | 402 | 435 |  | ON_ACS_JCT |  | ON_CSL_JCT |  | circuit_id:281, owner:281, planning_rgn:None, num_of_circuits:None, current:None, line_segment_length_km:7, line_segment_length_mi:7, line_length_km:7, line_length_mi:7, voltage:7, reactance:24, smax:25, sum_ampacity:None, win_ampacity:None, sum_rating:None, win_rating:None, power_factor:None, win_capacity:23, starting_node_code:None, ending_node_name:281, ending_node_code:None, other_references:None, notes:None
1688 | 12364 | Q35M | ON | Ontario | HONI | 1 | ac | 2 | 1.235 | 82 | 50.617 | 230 | [6 empty] | 3 | 402 | 435 |  | ON_CSL_JCT |  | ON_ALL_TSS |  | circuit_id:281, owner:281, planning_rgn:None, num_of_circuits:None, current:None, line_segment_length_km:7, line_segment_length_mi:7, line_length_km:7, line_length_mi:7, voltage:7, reactance:24, smax:25, sum_ampacity:None, win_ampacity:None, sum_rating:None, win_rating:None, power_factor:None, win_capacity:23, starting_node_code:None, ending_node_name:281, ending_node_code:None, other_references:None, notes:None
1689 | 12365 | Q35M | ON | Ontario | HONI | 1 | ac | 2 | 1.235 | 82 | 50.617 | 230 | [6 empty] | 3 | 402 | 435 |  | ON_CSL_JCT |  | ON_ALW_JCT |  | circuit_id:281, owner:281, planning_rgn:None, num_of_circuits:None, current:None, line_segment_length_km:7, line_segment_length_mi:7, line_length_km:7, line_length_mi:7, voltage:7, reactance:24, smax:25, sum_ampacity:None, win_ampacity:None, sum_rating:None, win_rating:None, power_factor:None, win_capacity:23, starting_node_code:None, ending_node_name:281, ending_node_code:None, other_references:None, notes:None
1690 | 12366 | Q35M | ON | Ontario | HONI | 1 | ac | 17 | 10.494 | 82 | 50.617 | 230 | [6 empty] | 3 | 402 | 435 |  | ON_ALW_JCT |  | ON_STN_JCT |  | circuit_id:281, owner:281, planning_rgn:None, num_of_circuits:None, current:None, line_segment_length_km:7, line_segment_length_mi:7, line_length_km:7, line_length_mi:7, voltage:7, reactance:24, smax:25, sum_ampacity:None, win_ampacity:None, sum_rating:None, win_rating:None, power_factor:None, win_capacity:23, starting_node_code:None, ending_node_name:281, ending_node_code:None, other_references:None, notes:None
1691 | 12367 | Q35M | ON | Ontario | HONI | 1 | ac | 35 | 21.605 | 82 | 50.617 | 230 | [6 empty] | 3 | 402 | 435 |  | ON_STN_JCT |  | ON_CAQ_JCT |  | circuit_id:281, owner:281, planning_rgn:None, num_of_circuits:None, current:None, line_segment_length_km:7, line_segment_length_mi:7, line_length_km:7, line_length_mi:7, voltage:7, reactance:24, smax:25, sum_ampacity:None, win_ampacity:None, sum_rating:None, win_rating:None, power_factor:None, win_capacity:23, starting_node_code:None, ending_node_name:281, ending_node_code:None, other_references:None, notes:None
1692 | 12368 | Q35M | ON | Ontario | HONI | 1 | ac | 12 | 7.407 | 82 | 50.617 | 230 | [6 empty] | 3 | 402 | 435 |  | ON_CAQ_JCT |  | ON_MPT_TSS |  | circuit_id:281, owner:281, planning_rgn:None, num_of_circuits:None, current:None, line_segment_length_km:7, line_segment_length_mi:7, line_length_km:7, line_length_mi:7, voltage:7, reactance:24, smax:25, sum_ampacity:None, win_ampacity:None, sum_rating:None, win_rating:None, power_factor:None, win_capacity:23, starting_node_code:None, ending_node_name:281, ending_node_code:None, other_references:None, notes:None
1693 | 12369 | Q3K | ON | Ontario | HONI | 1 | ac | 10 | 6.173 | 22 | 13.58 | 115 | [6 empty] | 3 | 98 | 108 |  | ON_CTQ_TSS |  | ON_WTB_JCT |  | circuit_id:281, owner:281, planning_rgn:None, num_of_circuits:None, current:None, line_segment_length_km:6, line_segment_length_mi:6, line_length_km:6, line_length_mi:6, voltage:6, reactance:24, smax:25, sum_ampacity:None, win_ampacity:None, sum_rating:None, win_rating:None, power_factor:None, win_capacity:23, starting_node_code:None, ending_node_name:281, ending_node_code:None, other_references:None, notes:None
1694 | 12370 | Q3K | ON | Ontario | HONI | 1 | ac | 12 | 7.407 | 22 | 13.58 | 115 | [6 empty] | 3 | 98 | 108 |  | ON_WTB_JCT |  | ON_FRO_DSS |  | circuit_id:281, owner:281, planning_rgn:None, num_of_circuits:None, current:None, line_segment_length_km:6, line_segment_length_mi:6, line_length_km:6, line_length_mi:6, voltage:6, reactance:24, smax:25, sum_ampacity:None, win_ampacity:None, sum_rating:None, win_rating:None, power_factor:None, win_capacity:23, starting_node_code:None, ending_node_name:281, ending_node_code:None, other_references:None, notes:None
1695 | 12371 | Q3M6 | ON | Ontario | HONI | 1 | ac | 2 | 1.235 | 2 | 1.235 | 115 | [6 empty] | 3 | 98 | 108 |  | ON_FRO_DSS |  | ON_NLS_ISS |  | circuit_id:281, owner:281, planning_rgn:None, num_of_circuits:None, current:None, line_segment_length_km:6, line_segment_length_mi:6, line_length_km:6, line_length_mi:6, voltage:6, reactance:24, smax:25, sum_ampacity:None, win_ampacity:None, sum_rating:None, win_rating:None, power_factor:None, win_capacity:23, starting_node_code:None, ending_node_name:281, ending_node_code:None, other_references:None, notes:None
1696 | 12372 | Q3N | ON | Ontario | HONI | 1 | ac | 5 | 3.086 | 9.3 | 5.741 | 115 | [6 empty] | 3 | 98 | 108 |  | ON_BK1_SWS |  | ON_POR_JCT |  | circuit_id:281, owner:281, planning_rgn:None, num_of_circuits:None, current:None, line_segment_length_km:7, line_segment_length_mi:7, line_length_km:7, line_length_mi:7, voltage:7, reactance:24, smax:25, sum_ampacity:None, win_ampacity:None, sum_rating:None, win_rating:None, power_factor:None, win_capacity:23, starting_node_code:None, ending_node_name:281, ending_node_code:None, other_references:None, notes:None
1697 | 12373 | Q3N | ON | Ontario | HONI | 1 | ac | 0.3 | 0.185 | 9.3 | 5.741 | 115 | [6 empty] | 3 | 98 | 108 |  | ON_POR_JCT |  | ON_SLY_DSS |  | circuit_id:281, owner:281, planning_rgn:None, num_of_circuits:None, current:None, line_segment_length_km:7, line_segment_length_mi:7, line_length_km:7, line_length_mi:7, voltage:7, reactance:24, smax:25, sum_ampacity:None, win_ampacity:None, sum_rating:None, win_rating:None, power_factor:None, win_capacity:23, starting_node_code:None, ending_node_name:281, ending_node_code:None, other_references:None, notes:None
1698 | 12374 | Q3N | ON | Ontario | HONI | 1 | ac | 1 | 0.617 | 9.3 | 5.741 | 115 | [6 empty] | 3 | 98 | 108 |  | ON_POR_JCT |  | ON_DRS_JCT |  | circuit_id:281, owner:281, planning_rgn:None, num_of_circuits:None, current:None, line_segment_length_km:7, line_segment_length_mi:7, line_length_km:7, line_length_mi:7, voltage:7, reactance:24, smax:25, sum_ampacity:None, win_ampacity:None, sum_rating:None, win_rating:None, power_factor:None, win_capacity:23, starting_node_code:None, ending_node_name:281, ending_node_code:None, other_references:None, notes:None
1699 | 12375 | Q3N | ON | Ontario | HONI | 1 | ac | 1 | 0.617 | 9.3 | 5.741 | 115 | [6 empty] | 3 | 98 | 108 |  | ON_DRS_JCT |  | ON_TRB_JCT |  | circuit_id:281, owner:281, planning_rgn:None, num_of_circuits:None, current:None, line_segment_length_km:7, line_segment_length_mi:7, line_length_km:7, line_length_mi:7, voltage:7, reactance:24, smax:25, sum_ampacity:None, win_ampacity:None, sum_rating:None, win_rating:None, power_factor:None, win_capacity:23, starting_node_code:None, ending_node_name:281, ending_node_code:None, other_references:None, notes:None
1700 | 12376 | Q3N | ON | Ontario | HONI | 1 | ac | 1 | 0.617 | 9.3 | 5.741 | 115 | [6 empty] | 3 | 98 | 108 |  | ON_DRS_JCT |  | ON_NIA_JCT |  | circuit_id:281, owner:281, planning_rgn:None, num_of_circuits:None, current:None, line_segment_length_km:7, line_segment_length_mi:7, line_length_km:7, line_length_mi:7, voltage:7, reactance:24, smax:25, sum_ampacity:None, win_ampacity:None, sum_rating:None, win_rating:None, power_factor:None, win_capacity:23, starting_node_code:None, ending_node_name:281, ending_node_code:None, other_references:None, notes:None
1701 | 12377 | Q3N | ON | Ontario | HONI | 1 | ac | 1 | 0.617 | 9.3 | 5.741 | 115 | [6 empty] | 3 | 98 | 108 |  | ON_NIA_JCT |  | ON_MRY_DSS |  | circuit_id:281, owner:281, planning_rgn:None, num_of_circuits:None, current:None, line_segment_length_km:7, line_segment_length_mi:7, line_length_km:7, line_length_mi:7, voltage:7, reactance:24, smax:25, sum_ampacity:None, win_ampacity:None, sum_rating:None, win_rating:None, power_factor:None, win_capacity:23, starting_node_code:None, ending_node_name:281, ending_node_code:None, other_references:None, notes:None
1702 | 12378 | Q3NC | ON | Ontario | HONI | 1 | ac | 2 | 1.235 | 2 | 1.235 | 115 | [6 empty] | 3 | 98 | 108 |  | ON_CNL_JCT |  | ON_POR_JCT |  | circuit_id:281, owner:281, planning_rgn:None, num_of_circuits:None, current:None, line_segment_length_km:7, line_segment_length_mi:7, line_length_km:7, line_length_mi:7, voltage:7, reactance:24, smax:25, sum_ampacity:None, win_ampacity:None, sum_rating:None, win_rating:None, power_factor:None, win_capacity:23, starting_node_code:None, ending_node_name:281, ending_node_code:None, other_references:None, notes:None
1703 | 12379 | Q4B | ON | Ontario | HONI | 1 | ac | 1 | 0.617 | 19.2 | 11.852 | 115 | [6 empty] | 3 | 98 | 108 |  | ON_THU_SWS |  | ON_AB1_JCT |  | circuit_id:281, owner:281, planning_rgn:None, num_of_circuits:None, current:None, line_segment_length_km:7, line_segment_length_mi:7, line_length_km:7, line_length_mi:7, voltage:7, reactance:24, smax:25, sum_ampacity:None, win_ampacity:None, sum_rating:None, win_rating:None, power_factor:None, win_capacity:23, starting_node_code:None, ending_node_name:281, ending_node_code:None, other_references:None, notes:None
1704 | 12380 | Q4B | ON | Ontario | HONI | 1 | ac | 5.4 | 3.333 | 19.2 | 11.852 | 115 | [6 empty] | 3 | 98 | 108 |  | ON_AB1_JCT |  | ON_JMS_JCT |  | circuit_id:281, owner:281, planning_rgn:None, num_of_circuits:None, current:None, line_segment_length_km:7, line_segment_length_mi:7, line_length_km:7, line_length_mi:7, voltage:7, reactance:24, smax:25, sum_ampacity:None, win_ampacity:None, sum_rating:None, win_rating:None, power_factor:None, win_capacity:23, starting_node_code:None, ending_node_name:281, ending_node_code:None, other_references:None, notes:None
1705 | 12381 | Q4B | ON | Ontario | HONI | 1 | ac | 1.6 | 0.988 | 19.2 | 11.852 | 115 | [6 empty] | 3 | 98 | 108 |  | ON_JMS_JCT |  | ON_RFB_GSS |  | circuit_id:281, owner:281, planning_rgn:None, num_of_circuits:None, current:None, line_segment_length_km:7, line_segment_length_mi:7, line_length_km:7, line_length_mi:7, voltage:7, reactance:24, smax:25, sum_ampacity:None, win_ampacity:None, sum_rating:None, win_rating:None, power_factor:None, win_capacity:23, starting_node_code:None, ending_node_name:281, ending_node_code:None, other_references:None, notes:None
1706 | 12382 | Q4B | ON | Ontario | HONI | 1 | ac | 1.1 | 0.679 | 19.2 | 11.852 | 115 | [6 empty] | 3 | 98 | 108 |  | ON_JMS_JCT |  | ON_STP_JCT |  | circuit_id:281, owner:281, planning_rgn:None, num_of_circuits:None, current:None, line_segment_length_km:7, line_segment_length_mi:7, line_length_km:7, line_length_mi:7, voltage:7, reactance:24, smax:25, sum_ampacity:None, win_ampacity:None, sum_rating:None, win_rating:None, power_factor:None, win_capacity:23, starting_node_code:None, ending_node_name:281, ending_node_code:None, other_references:None, notes:None
1707 | 12383 | Q4B | ON | Ontario | HONI | 1 | ac | 2.1 | 1.296 | 19.2 | 11.852 | 115 | [6 empty] | 3 | 98 | 108 |  | ON_STP_JCT |  | ON_RFK_ISS |  | circuit_id:281, owner:281, planning_rgn:None, num_of_circuits:None, current:None, line_segment_length_km:7, line_segment_length_mi:7, line_length_km:7, line_length_mi:7, voltage:7, reactance:24, smax:25, sum_ampacity:None, win_ampacity:None, sum_rating:None, win_rating:None, power_factor:None, win_capacity:23, starting_node_code:None, ending_node_name:281, ending_node_code:None, other_references:None, notes:None
1708 | 12384 | Q4B | ON | Ontario | HONI | 1 | ac | 2.5 | 1.543 | 19.2 | 11.852 | 115 | [6 empty] | 3 | 98 | 108 |  | ON_STP_JCT |  | ON_WAL_JCT |  | circuit_id:281, owner:281, planning_rgn:None, num_of_circuits:None, current:None, line_segment_length_km:7, line_segment_length_mi:7, line_length_km:7, line_length_mi:7, voltage:7, reactance:24, smax:25, sum_ampacity:None, win_ampacity:None, sum_rating:None, win_rating:None, power_factor:None, win_capacity:23, starting_node_code:None, ending_node_name:281, ending_node_code:None, other_references:None, notes:None
1709 | 12385 | Q4B | ON | Ontario | HONI | 1 | ac | 4.6 | 2.84 | 19.2 | 11.852 | 115 | [6 empty] | 3 | 98 | 108 |  | ON_WAL_JCT |  | ON_BIR_DSS |  | circuit_id:281, owner:281, planning_rgn:None, num_of_circuits:None, current:None, line_segment_length_km:7, line_segment_length_mi:7, line_length_km:7, line_length_mi:7, voltage:7, reactance:24, smax:25, sum_ampacity:None, win_ampacity:None, sum_rating:None, win_rating:None, power_factor:None, win_capacity:23, starting_node_code:None, ending_node_name:281, ending_node_code:None, other_references:None, notes:None
1710 | 12386 | Q4B | ON | Ontario | HONI | 1 | ac | 0.9 | 0.556 | 19.2 | 11.852 | 115 | [6 empty] | 3 | 98 | 108 |  | ON_WAL_JCT |  | ON_FRW_DSS |  | circuit_id:281, owner:281, planning_rgn:None, num_of_circuits:None, current:None, line_segment_length_km:7, line_segment_length_mi:7, line_length_km:7, line_length_mi:7, voltage:7, reactance:24, smax:25, sum_ampacity:None, win_ampacity:None, sum_rating:None, win_rating:None, power_factor:None, win_capacity:23, starting_node_code:None, ending_node_name:281, ending_node_code:None, other_references:None, notes:None
1711 | 12387 | Q4C | ON | Ontario | HONI | 1 | ac | 5.8 | 3.58 | 5.8 | 3.58 | 230 | [6 empty] | 3 | 402 | 435 |  | ON_CHF_SWS |  | PP_ONQC4_IPT |  | circuit_id:281, owner:281, planning_rgn:None, num_of_circuits:None, current:None, line_segment_length_km:7, line_segment_length_mi:7, line_length_km:7, line_length_mi:7, voltage:7, reactance:24, smax:25, sum_ampacity:None, win_ampacity:None, sum_rating:None, win_rating:None, power_factor:None, win_capacity:23, starting_node_code:None, ending_node_name:281, ending_node_code:None, other_references:None, notes:None
1712 | 12388 | Q4N | ON | Ontario | HONI | 1 | ac | 5 | 3.086 | 9.3 | 5.741 | 115 | [6 empty] | 3 | 98 | 108 |  | ON_BK1_SWS |  | ON_POR_JCT |  | circuit_id:281, owner:281, planning_rgn:None, num_of_circuits:None, current:None, line_segment_length_km:7, line_segment_length_mi:7, line_length_km:7, line_length_mi:7, voltage:7, reactance:24, smax:25, sum_ampacity:None, win_ampacity:None, sum_rating:None, win_rating:None, power_factor:None, win_capacity:23, starting_node_code:None, ending_node_name:281, ending_node_code:None, other_references:None, notes:None
1713 | 12389 | Q4N | ON | Ontario | HONI | 1 | ac | 0.3 | 0.185 | 9.3 | 5.741 | 115 | [6 empty] | 3 | 98 | 108 |  | ON_POR_JCT |  | ON_SLY_DSS |  | circuit_id:281, owner:281, planning_rgn:None, num_of_circuits:None, current:None, line_segment_length_km:7, line_segment_length_mi:7, line_length_km:7, line_length_mi:7, voltage:7, reactance:24, smax:25, sum_ampacity:None, win_ampacity:None, sum_rating:None, win_rating:None, power_factor:None, win_capacity:23, starting_node_code:None, ending_node_name:281, ending_node_code:None, other_references:None, notes:None
1714 | 12390 | Q4N | ON | Ontario | HONI | 1 | ac | 1 | 0.617 | 9.3 | 5.741 | 115 | [6 empty] | 3 | 98 | 108 |  | ON_POR_JCT |  | ON_DRS_JCT |  | circuit_id:281, owner:281, planning_rgn:None, num_of_circuits:None, current:None, line_segment_length_km:7, line_segment_length_mi:7, line_length_km:7, line_length_mi:7, voltage:7, reactance:24, smax:25, sum_ampacity:None, win_ampacity:None, sum_rating:None, win_rating:None, power_factor:None, win_capacity:23, starting_node_code:None, ending_node_name:281, ending_node_code:None, other_references:None, notes:None
1715 | 12391 | Q4N | ON | Ontario | HONI | 1 | ac | 1 | 0.617 | 9.3 | 5.741 | 115 | [6 empty] | 3 | 98 | 108 |  | ON_DRS_JCT |  | ON_TRB_JCT |  | circuit_id:281, owner:281, planning_rgn:None, num_of_circuits:None, current:None, line_segment_length_km:7, line_segment_length_mi:7, line_length_km:7, line_length_mi:7, voltage:7, reactance:24, smax:25, sum_ampacity:None, win_ampacity:None, sum_rating:None, win_rating:None, power_factor:None, win_capacity:23, starting_node_code:None, ending_node_name:281, ending_node_code:None, other_references:None, notes:None
1716 | 12392 | Q4N | ON | Ontario | HONI | 1 | ac | 1 | 0.617 | 9.3 | 5.741 | 115 | [6 empty] | 3 | 98 | 108 |  | ON_DRS_JCT |  | ON_NIA_JCT |  | circuit_id:281, owner:281, planning_rgn:None, num_of_circuits:None, current:None, line_segment_length_km:7, line_segment_length_mi:7, line_length_km:7, line_length_mi:7, voltage:7, reactance:24, smax:25, sum_ampacity:None, win_ampacity:None, sum_rating:None, win_rating:None, power_factor:None, win_capacity:23, starting_node_code:None, ending_node_name:281, ending_node_code:None, other_references:None, notes:None
1717 | 12393 | Q4N | ON | Ontario | HONI | 1 | ac | 1 | 0.617 | 9.3 | 5.741 | 115 | [6 empty] | 3 | 98 | 108 |  | ON_NIA_JCT |  | ON_MRY_DSS |  | circuit_id:281, owner:281, planning_rgn:None, num_of_circuits:None, current:None, line_segment_length_km:7, line_segment_length_mi:7, line_length_km:7, line_length_mi:7, voltage:7, reactance:24, smax:25, sum_ampacity:None, win_ampacity:None, sum_rating:None, win_rating:None, power_factor:None, win_capacity:23, starting_node_code:None, ending_node_name:281, ending_node_code:None, other_references:None, notes:None
1718 | 12394 | Q5B | ON | Ontario | HONI | 1 | ac | 1 | 0.617 | 21.2 | 13.086 | 115 | [6 empty] | 3 | 98 | 108 |  | ON_AB1_JCT |  | ON_ERC_JCT |  | circuit_id:281, owner:281, planning_rgn:None, num_of_circuits:None, current:None, line_segment_length_km:7, line_segment_length_mi:7, line_length_km:7, line_length_mi:7, voltage:7, reactance:24, smax:25, sum_ampacity:None, win_ampacity:None, sum_rating:None, win_rating:None, power_factor:None, win_capacity:23, starting_node_code:None, ending_node_name:281, ending_node_code:None, other_references:None, notes:None
1719 | 12395 | Q5B | ON | Ontario | HONI | 1 | ac | 5.4 | 3.333 | 21.2 | 13.086 | 115 | [6 empty] | 3 | 98 | 108 |  | ON_AB1_JCT |  | ON_JMS_JCT |  | circuit_id:281, owner:281, planning_rgn:None, num_of_circuits:None, current:None, line_segment_length_km:7, line_segment_length_mi:7, line_length_km:7, line_length_mi:7, voltage:7, reactance:24, smax:25, sum_ampacity:None, win_ampacity:None, sum_rating:None, win_rating:None, power_factor:None, win_capacity:23, starting_node_code:None, ending_node_name:281, ending_node_code:None, other_references:None, notes:None
1720 | 12396 | Q5B | ON | Ontario | HONI | 1 | ac | 1 | 0.617 | 21.2 | 13.086 | 115 | [6 empty] | 3 | 98 | 108 |  | ON_ERC_JCT |  | ON_Q5B_JCT |  | circuit_id:281, owner:281, planning_rgn:None, num_of_circuits:None, current:None, line_segment_length_km:7, line_segment_length_mi:7, line_length_km:7, line_length_mi:7, voltage:7, reactance:24, smax:25, sum_ampacity:None, win_ampacity:None, sum_rating:None, win_rating:None, power_factor:None, win_capacity:23, starting_node_code:None, ending_node_name:281, ending_node_code:None, other_references:None, notes:None
1721 | 12397 | Q5B | ON | Ontario | HONI | 1 | ac | 1.6 | 0.988 | 21.2 | 13.086 | 115 | [6 empty] | 3 | 98 | 108 |  | ON_JMS_JCT |  | ON_RFB_GSS |  | circuit_id:281, owner:281, planning_rgn:None, num_of_circuits:None, current:None, line_segment_length_km:7, line_segment_length_mi:7, line_length_km:7, line_length_mi:7, voltage:7, reactance:24, smax:25, sum_ampacity:None, win_ampacity:None, sum_rating:None, win_rating:None, power_factor:None, win_capacity:23, starting_node_code:None, ending_node_name:281, ending_node_code:None, other_references:None, notes:None
1722 | 12398 | Q5B | ON | Ontario | HONI | 1 | ac | 1.1 | 0.679 | 21.2 | 13.086 | 115 | [6 empty] | 3 | 98 | 108 |  | ON_JMS_JCT |  | ON_STP_JCT |  | circuit_id:281, owner:281, planning_rgn:None, num_of_circuits:None, current:None, line_segment_length_km:7, line_segment_length_mi:7, line_length_km:7, line_length_mi:7, voltage:7, reactance:24, smax:25, sum_ampacity:None, win_ampacity:None, sum_rating:None, win_rating:None, power_factor:None, win_capacity:23, starting_node_code:None, ending_node_name:281, ending_node_code:None, other_references:None, notes:None
1723 | 12399 | Q5B | ON | Ontario | HONI | 1 | ac | 2.1 | 1.296 | 21.2 | 13.086 | 115 | [6 empty] | 3 | 98 | 108 |  | ON_STP_JCT |  | ON_RFK_ISS |  | circuit_id:281, owner:281, planning_rgn:None, num_of_circuits:None, current:None, line_segment_length_km:7, line_segment_length_mi:7, line_length_km:7, line_length_mi:7, voltage:7, reactance:24, smax:25, sum_ampacity:None, win_ampacity:None, sum_rating:None, win_rating:None, power_factor:None, win_capacity:23, starting_node_code:None, ending_node_name:281, ending_node_code:None, other_references:None, notes:None
1724 | 12400 | Q5B | ON | Ontario | HONI | 1 | ac | 2.5 | 1.543 | 21.2 | 13.086 | 115 | [6 empty] | 3 | 98 | 108 |  | ON_STP_JCT |  | ON_WAL_JCT |  | circuit_id:281, owner:281, planning_rgn:None, num_of_circuits:None, current:None, line_segment_length_km:7, line_segment_length_mi:7, line_length_km:7, line_length_mi:7, voltage:7, reactance:24, smax:25, sum_ampacity:None, win_ampacity:None, sum_rating:None, win_rating:None, power_factor:None, win_capacity:23, starting_node_code:None, ending_node_name:281, ending_node_code:None, other_references:None, notes:None
1725 | 12401 | Q5B | ON | Ontario | HONI | 1 | ac | 1 | 0.617 | 21.2 | 13.086 | 115 | [6 empty] | 3 | 98 | 108 |  | ON_THU_SWS |  | ON_AB1_JCT |  | circuit_id:281, owner:281, planning_rgn:None, num_of_circuits:None, current:None, line_segment_length_km:7, line_segment_length_mi:7, line_length_km:7, line_length_mi:7, voltage:7, reactance:24, smax:25, sum_ampacity:None, win_ampacity:None, sum_rating:None, win_rating:None, power_factor:None, win_capacity:23, starting_node_code:None, ending_node_name:281, ending_node_code:None, other_references:None, notes:None
1726 | 12402 | Q5B | ON | Ontario | HONI | 1 | ac | 4.6 | 2.84 | 21.2 | 13.086 | 115 | [6 empty] | 3 | 98 | 108 |  | ON_WAL_JCT |  | ON_BIR_DSS |  | circuit_id:281, owner:281, planning_rgn:None, num_of_circuits:None, current:None, line_segment_length_km:7, line_segment_length_mi:7, line_length_km:7, line_length_mi:7, voltage:7, reactance:24, smax:25, sum_ampacity:None, win_ampacity:None, sum_rating:None, win_rating:None, power_factor:None, win_capacity:23, starting_node_code:None, ending_node_name:281, ending_node_code:None, other_references:None, notes:None
1727 | 12403 | Q5B | ON | Ontario | HONI | 1 | ac | 0.9 | 0.556 | 21.2 | 13.086 | 115 | [6 empty] | 3 | 98 | 108 |  | ON_WAL_JCT |  | ON_FRW_DSS |  | circuit_id:281, owner:281, planning_rgn:None, num_of_circuits:None, current:None, line_segment_length_km:7, line_segment_length_mi:7, line_length_km:7, line_length_mi:7, voltage:7, reactance:24, smax:25, sum_ampacity:None, win_ampacity:None, sum_rating:None, win_rating:None, power_factor:None, win_capacity:23, starting_node_code:None, ending_node_name:281, ending_node_code:None, other_references:None, notes:None
1728 | 12404 | Q5G | ON | Ontario | HONI | 1 | ac | 14 | 8.642 | 58 | 35.802 | 115 | [6 empty] | 3 | 98 | 108 |  | ON_BK1_SWS |  | ON_HLR_JCT |  | circuit_id:281, owner:281, planning_rgn:None, num_of_circuits:None, current:None, line_segment_length_km:7, line_segment_length_mi:7, line_length_km:7, line_length_mi:7, voltage:7, reactance:24, smax:25, sum_ampacity:None, win_ampacity:None, sum_rating:None, win_rating:None, power_factor:None, win_capacity:23, starting_node_code:None, ending_node_name:281, ending_node_code:None, other_references:None, notes:None
1729 | 12405 | Q5G | ON | Ontario | HONI | 1 | ac | 30 | 18.519 | 58 | 35.802 | 115 | [6 empty] | 3 | 98 | 108 |  | ON_HLR_JCT |  | ON_BMS_DSS |  | circuit_id:281, owner:281, planning_rgn:None, num_of_circuits:None, current:None, line_segment_length_km:7, line_segment_length_mi:7, line_length_km:7, line_length_mi:7, voltage:7, reactance:24, smax:25, sum_ampacity:None, win_ampacity:None, sum_rating:None, win_rating:None, power_factor:None, win_capacity:23, starting_node_code:None, ending_node_name:281, ending_node_code:None, other_references:None, notes:None
1730 | 12406 | Q5G | ON | Ontario | HONI | 1 | ac | 14 | 8.642 | 58 | 35.802 | 115 | [6 empty] | 3 | 98 | 108 |  | ON_BMS_DSS |  | ON_WLN_JCT |  | circuit_id:281, owner:281, planning_rgn:None, num_of_circuits:None, current:None, line_segment_length_km:7, line_segment_length_mi:7, line_length_km:7, line_length_mi:7, voltage:7, reactance:24, smax:25, sum_ampacity:None, win_ampacity:None, sum_rating:None, win_rating:None, power_factor:None, win_capacity:23, starting_node_code:None, ending_node_name:281, ending_node_code:None, other_references:None, notes:None
1731 | 12407 | Q6A | ON | Ontario | HONI | 1 | ac | 14 | 8.642 | 14 | 8.642 | 115 | [6 empty] | 3 | 98 | 108 |  | ON_BK1_SWS |  | ON_CSL_JCT |  | circuit_id:281, owner:281, planning_rgn:None, num_of_circuits:None, current:None, line_segment_length_km:7, line_segment_length_mi:7, line_length_km:7, line_length_mi:7, voltage:7, reactance:24, smax:25, sum_ampacity:None, win_ampacity:None, sum_rating:None, win_rating:None, power_factor:None, win_capacity:23, starting_node_code:None, ending_node_name:281, ending_node_code:None, other_references:None, notes:None
1732 | 12408 | Q6N | ON | Ontario | HONI | 1 | ac | 11 | 6.79 | 11 | 6.79 | 115 | [6 empty] | 3 | 98 | 108 |  | ON_SBY_JCT |  | ON_NAP_DSS |  | circuit_id:281, owner:281, planning_rgn:None, num_of_circuits:None, current:None, line_segment_length_km:6, line_segment_length_mi:6, line_length_km:6, line_length_mi:6, voltage:6, reactance:24, smax:25, sum_ampacity:None, win_ampacity:None, sum_rating:None, win_rating:None, power_factor:None, win_capacity:23, starting_node_code:None, ending_node_name:281, ending_node_code:None, other_references:None, notes:None
1733 | 12409 | Q6S | ON | Ontario | HONI | 1 | ac | 10 | 6.173 | 102 | 62.963 | 115 | [6 empty] | 2.76 | 91 | 100 |  | ON_CTQ_TSS |  | ON_WTB_JCT |  | circuit_id:281, owner:281, planning_rgn:None, num_of_circuits:None, current:None, line_segment_length_km:6, line_segment_length_mi:6, line_length_km:6, line_length_mi:6, voltage:6, reactance:24, smax:25, sum_ampacity:None, win_ampacity:None, sum_rating:None, win_rating:None, power_factor:None, win_capacity:23, starting_node_code:None, ending_node_name:281, ending_node_code:None, other_references:None, notes:None
1734 | 12410 | Q6S | ON | Ontario | HONI | 1 | ac | 1 | 0.617 | 102 | 62.963 | 115 | [6 empty] | 2.76 | 91 | 100 |  | ON_INV_JCT |  | ON_Q6S_JCT |  | circuit_id:281, owner:281, planning_rgn:None, num_of_circuits:None, current:None, line_segment_length_km:6, line_segment_length_mi:6, line_length_km:6, line_length_mi:6, voltage:6, reactance:24, smax:25, sum_ampacity:None, win_ampacity:None, sum_rating:None, win_rating:None, power_factor:None, win_capacity:23, starting_node_code:None, ending_node_name:281, ending_node_code:None, other_references:None, notes:None
1735 | 12411 | Q6S | ON | Ontario | HONI | 1 | ac | 27 | 16.667 | 102 | 62.963 | 115 | [6 empty] | 2.76 | 91 | 100 |  | ON_MLT_JCT |  | ON_SDY_DSS |  | circuit_id:281, owner:281, planning_rgn:None, num_of_circuits:None, current:None, line_segment_length_km:6, line_segment_length_mi:6, line_length_km:6, line_length_mi:6, voltage:6, reactance:24, smax:25, sum_ampacity:None, win_ampacity:None, sum_rating:None, win_rating:None, power_factor:None, win_capacity:23, starting_node_code:None, ending_node_name:281, ending_node_code:None, other_references:None, notes:None
1736 | 12412 | Q6S | ON | Ontario | HONI | 1 | ac | 13 | 8.025 | 102 | 62.963 | 115 | [6 empty] | 2.76 | 91 | 100 |  | ON_MLT_JCT |  | ON_TCB_ISS |  | circuit_id:281, owner:281, planning_rgn:None, num_of_circuits:None, current:None, line_segment_length_km:6, line_segment_length_mi:6, line_length_km:6, line_length_mi:6, voltage:6, reactance:24, smax:25, sum_ampacity:None, win_ampacity:None, sum_rating:None, win_rating:None, power_factor:None, win_capacity:23, starting_node_code:None, ending_node_name:281, ending_node_code:None, other_references:None, notes:None
1737 | 12413 | Q6S | ON | Ontario | HONI | 1 | ac | 1 | 0.617 | 102 | 62.963 | 115 | [6 empty] | 2.76 | 91 | 100 |  | ON_ODS_JCT |  | ON_INV_JCT |  | circuit_id:281, owner:281, planning_rgn:None, num_of_circuits:None, current:None, line_segment_length_km:6, line_segment_length_mi:6, line_length_km:6, line_length_mi:6, voltage:6, reactance:24, smax:25, sum_ampacity:None, win_ampacity:None, sum_rating:None, win_rating:None, power_factor:None, win_capacity:23, starting_node_code:None, ending_node_name:281, ending_node_code:None, other_references:None, notes:None
1738 | 12414 | Q6S | ON | Ontario | HONI | 1 | ac | 20 | 12.346 | 102 | 62.963 | 115 | [6 empty] | 2.76 | 91 | 100 |  | ON_ODS_JCT |  | ON_SBY_JCT |  | circuit_id:281, owner:281, planning_rgn:None, num_of_circuits:None, current:None, line_segment_length_km:6, line_segment_length_mi:6, line_length_km:6, line_length_mi:6, voltage:6, reactance:24, smax:25, sum_ampacity:None, win_ampacity:None, sum_rating:None, win_rating:None, power_factor:None, win_capacity:23, starting_node_code:None, ending_node_name:281, ending_node_code:None, other_references:None, notes:None
1739 | 12415 | Q6S | ON | Ontario | HONI | 1 | ac | 20 | 12.346 | 102 | 62.963 | 115 | [6 empty] | 2.76 | 91 | 100 |  | ON_SBY_JCT |  | ON_MLT_JCT |  | circuit_id:281, owner:281, planning_rgn:None, num_of_circuits:None, current:None, line_segment_length_km:6, line_segment_length_mi:6, line_length_km:6, line_length_mi:6, voltage:6, reactance:24, smax:25, sum_ampacity:None, win_ampacity:None, sum_rating:None, win_rating:None, power_factor:None, win_capacity:23, starting_node_code:None, ending_node_name:281, ending_node_code:None, other_references:None, notes:None
1740 | 12416 | Q6S | ON | Ontario | HONI | 1 | ac | 10 | 6.173 | 102 | 62.963 | 115 | [6 empty] | 2.76 | 91 | 100 |  | ON_WTB_JCT |  | ON_ODS_JCT |  | circuit_id:281, owner:281, planning_rgn:None, num_of_circuits:None, current:None, line_segment_length_km:6, line_segment_length_mi:6, line_length_km:6, line_length_mi:6, voltage:6, reactance:24, smax:25, sum_ampacity:None, win_ampacity:None, sum_rating:None, win_rating:None, power_factor:None, win_capacity:23, starting_node_code:None, ending_node_name:281, ending_node_code:None, other_references:None, notes:None
1741 | 12417 | Q8B | ON | Ontario | HONI | 1 | ac | 9.7 | 5.988 | 9.7 | 5.988 | 115 | [6 empty] | 3 | 98 | 108 |  | ON_THU_SWS |  | ON_BIR_DSS |  | circuit_id:281, owner:281, planning_rgn:None, num_of_circuits:None, current:None, line_segment_length_km:7, line_segment_length_mi:7, line_length_km:7, line_length_mi:7, voltage:7, reactance:24, smax:25, sum_ampacity:None, win_ampacity:None, sum_rating:None, win_rating:None, power_factor:None, win_capacity:23, starting_node_code:None, ending_node_name:281, ending_node_code:None, other_references:None, notes:None
1742 | 12418 | Q9B | ON | Ontario | HONI | 1 | ac | 9.7 | 5.988 | 9.7 | 5.988 | 115 | [6 empty] | 3 | 98 | 108 |  | ON_THU_SWS |  | ON_BIR_DSS |  | circuit_id:281, owner:281, planning_rgn:None, num_of_circuits:None, current:None, line_segment_length_km:7, line_segment_length_mi:7, line_length_km:7, line_length_mi:7, voltage:7, reactance:24, smax:25, sum_ampacity:None, win_ampacity:None, sum_rating:None, win_rating:None, power_factor:None, win_capacity:23, starting_node_code:None, ending_node_name:281, ending_node_code:None, other_references:None, notes:None
1743 | 12419 | R13K | ON | Ontario | HONI | 1 | ac | 6.5 | 4.012 | 10.5 | 6.481 | 230 | [6 empty] | 3 | 402 | 435 |  | ON_RCV_DSS |  | ON_MBY_DSS |  | circuit_id:281, owner:281, planning_rgn:None, num_of_circuits:None, current:None, line_segment_length_km:7, line_segment_length_mi:7, line_length_km:7, line_length_mi:7, voltage:7, reactance:24, smax:25, sum_ampacity:None, win_ampacity:None, sum_rating:None, win_rating:None, power_factor:None, win_capacity:23, starting_node_code:None, ending_node_name:281, ending_node_code:None, other_references:None, notes:None
1744 | 12420 | R13K | ON | Ontario | HONI | 1 | ac | 2 | 1.235 | 10.5 | 6.481 | 230 | [6 empty] | 3 | 402 | 435 |  | ON_MBY_DSS |  | ON_VNO_JCT |  | circuit_id:281, owner:281, planning_rgn:None, num_of_circuits:None, current:None, line_segment_length_km:7, line_segment_length_mi:7, line_length_km:7, line_length_mi:7, voltage:7, reactance:24, smax:25, sum_ampacity:None, win_ampacity:None, sum_rating:None, win_rating:None, power_factor:None, win_capacity:23, starting_node_code:None, ending_node_name:281, ending_node_code:None, other_references:None, notes:None
1745 | 12421 | R13K | ON | Ontario | HONI | 1 | ac | 2 | 1.235 | 10.5 | 6.481 | 230 | [6 empty] | 3 | 402 | 435 |  | ON_VNO_JCT |  | ON_HOR_DSS |  | circuit_id:281, owner:281, planning_rgn:None, num_of_circuits:None, current:None, line_segment_length_km:7, line_segment_length_mi:7, line_length_km:7, line_length_mi:7, voltage:7, reactance:24, smax:25, sum_ampacity:None, win_ampacity:None, sum_rating:None, win_rating:None, power_factor:None, win_capacity:23, starting_node_code:None, ending_node_name:281, ending_node_code:None, other_references:None, notes:None
1746 | 12422 | R14T | ON | Ontario | HONI | 1 | ac | 7 | 4.321 | 22.2 | 13.704 | 230 | [6 empty] | 3 | 402 | 435 |  | ON_RCV_DSS |  | ON_TOM_JCT |  | circuit_id:281, owner:281, planning_rgn:None, num_of_circuits:None, current:None, line_segment_length_km:7, line_segment_length_mi:7, line_length_km:7, line_length_mi:7, voltage:7, reactance:24, smax:25, sum_ampacity:None, win_ampacity:None, sum_rating:None, win_rating:None, power_factor:None, win_capacity:23, starting_node_code:None, ending_node_name:281, ending_node_code:None, other_references:None, notes:None
1747 | 12423 | R14T | ON | Ontario | HONI | 1 | ac | 0.1 | 0.062 | 22.2 | 13.704 | 230 | [6 empty] | 3 | 402 | 435 |  | ON_TOM_JCT |  | ON_TOM_DSS |  | circuit_id:281, owner:281, planning_rgn:None, num_of_circuits:None, current:None, line_segment_length_km:7, line_segment_length_mi:7, line_length_km:7, line_length_mi:7, voltage:7, reactance:24, smax:25, sum_ampacity:None, win_ampacity:None, sum_rating:None, win_rating:None, power_factor:None, win_capacity:23, starting_node_code:None, ending_node_name:281, ending_node_code:None, other_references:None, notes:None
1748 | 12424 | R14T | ON | Ontario | HONI | 1 | ac | 7 | 4.321 | 22.2 | 13.704 | 230 | [6 empty] | 3 | 402 | 435 |  | ON_TOM_JCT |  | ON_ERD_JCT |  | circuit_id:281, owner:281, planning_rgn:None, num_of_circuits:None, current:None, line_segment_length_km:7, line_segment_length_mi:7, line_length_km:7, line_length_mi:7, voltage:7, reactance:24, smax:25, sum_ampacity:None, win_ampacity:None, sum_rating:None, win_rating:None, power_factor:None, win_capacity:23, starting_node_code:None, ending_node_name:281, ending_node_code:None, other_references:None, notes:None
1749 | 12425 | R14T | ON | Ontario | HONI | 1 | ac | 0.1 | 0.062 | 22.2 | 13.704 | 230 | [6 empty] | 3 | 402 | 435 |  | ON_ERD_JCT |  | ON_ERD_DSS |  | circuit_id:281, owner:281, planning_rgn:None, num_of_circuits:None, current:None, line_segment_length_km:7, line_segment_length_mi:7, line_length_km:7, line_length_mi:7, voltage:7, reactance:24, smax:25, sum_ampacity:None, win_ampacity:None, sum_rating:None, win_rating:None, power_factor:None, win_capacity:23, starting_node_code:None, ending_node_name:281, ending_node_code:None, other_references:None, notes:None
1750 | 12426 | R14T | ON | Ontario | HONI | 1 | ac | 8 | 4.938 | 22.2 | 13.704 | 230 | [6 empty] | 3 | 402 | 435 |  | ON_ERD_JCT |  | ON_TFL_DSS |  | circuit_id:281, owner:281, planning_rgn:None, num_of_circuits:None, current:None, line_segment_length_km:7, line_segment_length_mi:7, line_length_km:7, line_length_mi:7, voltage:7, reactance:24, smax:25, sum_ampacity:None, win_ampacity:None, sum_rating:None, win_rating:None, power_factor:None, win_capacity:23, starting_node_code:None, ending_node_name:281, ending_node_code:None, other_references:None, notes:None
1751 | 12427 | R15K | ON | Ontario | HONI | 1 | ac | 6.5 | 4.012 | 6.5 | 4.012 | 230 | [6 empty] | 3 | 402 | 435 |  | ON_RCV_DSS |  | ON_MBY_DSS |  | circuit_id:281, owner:281, planning_rgn:None, num_of_circuits:None, current:None, line_segment_length_km:7, line_segment_length_mi:7, line_length_km:7, line_length_mi:7, voltage:7, reactance:24, smax:25, sum_ampacity:None, win_ampacity:None, sum_rating:None, win_rating:None, power_factor:None, win_capacity:23, starting_node_code:None, ending_node_name:281, ending_node_code:None, other_references:None, notes:None
1752 | 12428 | R17T | ON | Ontario | HONI | 1 | ac | 7 | 4.321 | 22.2 | 13.704 | 230 | [6 empty] | 3 | 402 | 435 |  | ON_RCV_DSS |  | ON_TOM_JCT |  | circuit_id:281, owner:281, planning_rgn:None, num_of_circuits:None, current:None, line_segment_length_km:7, line_segment_length_mi:7, line_length_km:7, line_length_mi:7, voltage:7, reactance:24, smax:25, sum_ampacity:None, win_ampacity:None, sum_rating:None, win_rating:None, power_factor:None, win_capacity:23, starting_node_code:None, ending_node_name:281, ending_node_code:None, other_references:None, notes:None
1753 | 12429 | R17T | ON | Ontario | HONI | 1 | ac | 0.1 | 0.062 | 22.2 | 13.704 | 230 | [6 empty] | 3 | 402 | 435 |  | ON_TOM_JCT |  | ON_TOM_DSS |  | circuit_id:281, owner:281, planning_rgn:None, num_of_circuits:None, current:None, line_segment_length_km:7, line_segment_length_mi:7, line_length_km:7, line_length_mi:7, voltage:7, reactance:24, smax:25, sum_ampacity:None, win_ampacity:None, sum_rating:None, win_rating:None, power_factor:None, win_capacity:23, starting_node_code:None, ending_node_name:281, ending_node_code:None, other_references:None, notes:None
1754 | 12430 | R17T | ON | Ontario | HONI | 1 | ac | 7 | 4.321 | 22.2 | 13.704 | 230 | [6 empty] | 3 | 402 | 435 |  | ON_TOM_JCT |  | ON_ERD_JCT |  | circuit_id:281, owner:281, planning_rgn:None, num_of_circuits:None, current:None, line_segment_length_km:7, line_segment_length_mi:7, line_length_km:7, line_length_mi:7, voltage:7, reactance:24, smax:25, sum_ampacity:None, win_ampacity:None, sum_rating:None, win_rating:None, power_factor:None, win_capacity:23, starting_node_code:None, ending_node_name:281, ending_node_code:None, other_references:None, notes:None
1755 | 12431 | R17T | ON | Ontario | HONI | 1 | ac | 0.1 | 0.062 | 22.2 | 13.704 | 230 | [6 empty] | 3 | 402 | 435 |  | ON_ERD_JCT |  | ON_ERD_DSS |  | circuit_id:281, owner:281, planning_rgn:None, num_of_circuits:None, current:None, line_segment_length_km:7, line_segment_length_mi:7, line_length_km:7, line_length_mi:7, voltage:7, reactance:24, smax:25, sum_ampacity:None, win_ampacity:None, sum_rating:None, win_rating:None, power_factor:None, win_capacity:23, starting_node_code:None, ending_node_name:281, ending_node_code:None, other_references:None, notes:None
1756 | 12432 | R17T | ON | Ontario | HONI | 1 | ac | 8 | 4.938 | 22.2 | 13.704 | 230 | [6 empty] | 3 | 402 | 435 |  | ON_ERD_JCT |  | ON_TFL_DSS |  | circuit_id:281, owner:281, planning_rgn:None, num_of_circuits:None, current:None, line_segment_length_km:7, line_segment_length_mi:7, line_length_km:7, line_length_mi:7, voltage:7, reactance:24, smax:25, sum_ampacity:None, win_ampacity:None, sum_rating:None, win_rating:None, power_factor:None, win_capacity:23, starting_node_code:None, ending_node_name:281, ending_node_code:None, other_references:None, notes:None
1757 | 12433 | R19TH | ON | Ontario | HONI | 1 | ac | 7 | 4.321 | 34.3 | 21.173 | 230 | [6 empty] | 3 | 402 | 435 |  | ON_RCV_DSS |  | ON_TOM_JCT |  | circuit_id:281, owner:281, planning_rgn:None, num_of_circuits:None, current:None, line_segment_length_km:7, line_segment_length_mi:7, line_length_km:7, line_length_mi:7, voltage:7, reactance:24, smax:25, sum_ampacity:None, win_ampacity:None, sum_rating:None, win_rating:None, power_factor:None, win_capacity:23, starting_node_code:None, ending_node_name:281, ending_node_code:None, other_references:None, notes:None
1758 | 12434 | R19TH | ON | Ontario | HONI | 1 | ac | 0.1 | 0.062 | 34.3 | 21.173 | 230 | [6 empty] | 3 | 402 | 435 |  | ON_TOM_JCT |  | ON_TOM_DSS |  | circuit_id:281, owner:281, planning_rgn:None, num_of_circuits:None, current:None, line_segment_length_km:7, line_segment_length_mi:7, line_length_km:7, line_length_mi:7, voltage:7, reactance:24, smax:25, sum_ampacity:None, win_ampacity:None, sum_rating:None, win_rating:None, power_factor:None, win_capacity:23, starting_node_code:None, ending_node_name:281, ending_node_code:None, other_references:None, notes:None
1759 | 12435 | R19TH | ON | Ontario | HONI | 1 | ac | 1 | 0.617 | 34.3 | 21.173 | 230 | [6 empty] | 3 | 402 | 435 |  | ON_TOM_JCT |  | ON_HLA_JCT |  | circuit_id:281, owner:281, planning_rgn:None, num_of_circuits:None, current:None, line_segment_length_km:7, line_segment_length_mi:7, line_length_km:7, line_length_mi:7, voltage:7, reactance:24, smax:25, sum_ampacity:None, win_ampacity:None, sum_rating:None, win_rating:None, power_factor:None, win_capacity:23, starting_node_code:None, ending_node_name:281, ending_node_code:None, other_references:None, notes:None
1760 | 12436 | R19TH | ON | Ontario | HONI | 1 | ac | 9 | 5.556 | 34.3 | 21.173 | 230 | [6 empty] | 3 | 402 | 435 |  | ON_HLA_JCT |  | ON_HRN_SWS |  | circuit_id:281, owner:281, planning_rgn:None, num_of_circuits:None, current:None, line_segment_length_km:7, line_segment_length_mi:7, line_length_km:7, line_length_mi:7, voltage:7, reactance:24, smax:25, sum_ampacity:None, win_ampacity:None, sum_rating:None, win_rating:None, power_factor:None, win_capacity:23, starting_node_code:None, ending_node_name:281, ending_node_code:None, other_references:None, notes:None
1761 | 12437 | R19TH | ON | Ontario | HONI | 1 | ac | 3 | 1.852 | 34.3 | 21.173 | 230 | [6 empty] | 3 | 402 | 435 |  | ON_HRN_SWS |  | ON_JMY_DSS |  | circuit_id:281, owner:281, planning_rgn:None, num_of_circuits:None, current:None, line_segment_length_km:7, line_segment_length_mi:7, line_length_km:7, line_length_mi:7, voltage:7, reactance:24, smax:25, sum_ampacity:None, win_ampacity:None, sum_rating:None, win_rating:None, power_factor:None, win_capacity:23, starting_node_code:None, ending_node_name:281, ending_node_code:None, other_references:None, notes:None
1762 | 12438 | R19TH | ON | Ontario | HONI | 1 | ac | 6 | 3.704 | 34.3 | 21.173 | 230 | [6 empty] | 3 | 402 | 435 |  | ON_HLA_JCT |  | ON_ERD_JCT |  | circuit_id:281, owner:281, planning_rgn:None, num_of_circuits:None, current:None, line_segment_length_km:7, line_segment_length_mi:7, line_length_km:7, line_length_mi:7, voltage:7, reactance:24, smax:25, sum_ampacity:None, win_ampacity:None, sum_rating:None, win_rating:None, power_factor:None, win_capacity:23, starting_node_code:None, ending_node_name:281, ending_node_code:None, other_references:None, notes:None
1763 | 12439 | R19TH | ON | Ontario | HONI | 1 | ac | 0.1 | 0.062 | 34.3 | 21.173 | 230 | [6 empty] | 3 | 402 | 435 |  | ON_ERD_JCT |  | ON_ERD_DSS |  | circuit_id:281, owner:281, planning_rgn:None, num_of_circuits:None, current:None, line_segment_length_km:7, line_segment_length_mi:7, line_length_km:7, line_length_mi:7, voltage:7, reactance:24, smax:25, sum_ampacity:None, win_ampacity:None, sum_rating:None, win_rating:None, power_factor:None, win_capacity:23, starting_node_code:None, ending_node_name:281, ending_node_code:None, other_references:None, notes:None
1764 | 12440 | R19TH | ON | Ontario | HONI | 1 | ac | 7 | 4.321 | 34.3 | 21.173 | 230 | [6 empty] | 3 | 402 | 435 |  | ON_ERD_JCT |  | ON_CHU_JCT |  | circuit_id:281, owner:281, planning_rgn:None, num_of_circuits:None, current:None, line_segment_length_km:7, line_segment_length_mi:7, line_length_km:7, line_length_mi:7, voltage:7, reactance:24, smax:25, sum_ampacity:None, win_ampacity:None, sum_rating:None, win_rating:None, power_factor:None, win_capacity:23, starting_node_code:None, ending_node_name:281, ending_node_code:None, other_references:None, notes:None
1765 | 12441 | R19TH | ON | Ontario | HONI | 1 | ac | 0.1 | 0.062 | 34.3 | 21.173 | 230 | [6 empty] | 3 | 402 | 435 |  | ON_CHU_JCT |  | ON_CHU_ISS |  | circuit_id:281, owner:281, planning_rgn:None, num_of_circuits:None, current:None, line_segment_length_km:7, line_segment_length_mi:7, line_length_km:7, line_length_mi:7, voltage:7, reactance:24, smax:25, sum_ampacity:None, win_ampacity:None, sum_rating:None, win_rating:None, power_factor:None, win_capacity:23, starting_node_code:None, ending_node_name:281, ending_node_code:None, other_references:None, notes:None
1766 | 12442 | R19TH | ON | Ontario | HONI | 1 | ac | 1 | 0.617 | 34.3 | 21.173 | 230 | [6 empty] | 3 | 402 | 435 |  | ON_CHU_JCT |  | ON_TFL_DSS |  | circuit_id:281, owner:281, planning_rgn:None, num_of_circuits:None, current:None, line_segment_length_km:7, line_segment_length_mi:7, line_length_km:7, line_length_mi:7, voltage:7, reactance:24, smax:25, sum_ampacity:None, win_ampacity:None, sum_rating:None, win_rating:None, power_factor:None, win_capacity:23, starting_node_code:None, ending_node_name:281, ending_node_code:None, other_references:None, notes:None
1767 | 12443 | R1K | ON | Ontario | HONI | 1 | ac | 6.5 | 4.012 | 6.5 | 4.012 | 230 | [6 empty] | 3 | 402 | 435 |  | ON_RCV_DSS |  | ON_MBY_DSS |  | circuit_id:281, owner:281, planning_rgn:None, num_of_circuits:None, current:None, line_segment_length_km:7, line_segment_length_mi:7, line_length_km:7, line_length_mi:7, voltage:7, reactance:24, smax:25, sum_ampacity:None, win_ampacity:None, sum_rating:None, win_rating:None, power_factor:None, win_capacity:23, starting_node_code:None, ending_node_name:281, ending_node_code:None, other_references:None, notes:None
1768 | 12444 | R1LB | ON | Ontario | HONI | 1 | ac | 21.1 | 13.025 | 143.7 | 88.704 | 115 | [6 empty] | 2.2 | 72 | 80 |  | ON_LKH_TSS |  | ON_BIR_DSS |  | circuit_id:281, owner:281, planning_rgn:None, num_of_circuits:None, current:None, line_segment_length_km:7, line_segment_length_mi:7, line_length_km:7, line_length_mi:7, voltage:7, reactance:24, smax:25, sum_ampacity:None, win_ampacity:None, sum_rating:None, win_rating:None, power_factor:None, win_capacity:23, starting_node_code:None, ending_node_name:281, ending_node_code:None, other_references:None, notes:None
1769 | 12445 | R1LB | ON | Ontario | HONI | 1 | ac | 122.6 | 75.679 | 143.7 | 88.704 | 115 | [6 empty] | 2.2 | 72 | 80 |  | ON_PPT_SWS |  | ON_LKH_TSS |  | circuit_id:281, owner:281, planning_rgn:None, num_of_circuits:None, current:None, line_segment_length_km:7, line_segment_length_mi:7, line_length_km:7, line_length_mi:7, voltage:7, reactance:24, smax:25, sum_ampacity:None, win_ampacity:None, sum_rating:None, win_rating:None, power_factor:None, win_capacity:23, starting_node_code:None, ending_node_name:281, ending_node_code:None, other_references:None, notes:None
1770 | 12446 | R21D | ON | Ontario | HONI | 1 | ac | 0.1 | 0.062 | 50.3 | 31.049 | 230 | [6 empty] | 3 | 402 | 435 |  | ON_ORP_GSS |  | ON_ORP_SWS |  | circuit_id:281, owner:281, planning_rgn:None, num_of_circuits:None, current:None, line_segment_length_km:6, line_segment_length_mi:6, line_length_km:6, line_length_mi:6, voltage:6, reactance:24, smax:25, sum_ampacity:None, win_ampacity:None, sum_rating:None, win_rating:None, power_factor:None, win_capacity:23, starting_node_code:None, ending_node_name:281, ending_node_code:None, other_references:None, notes:None
1771 | 12447 | R21D | ON | Ontario | HONI | 1 | ac | 50 | 30.864 | 50.3 | 31.049 | 230 | [6 empty] | 3 | 402 | 435 |  | ON_ORP_SWS |  | ON_PIN_JCT |  | circuit_id:281, owner:281, planning_rgn:None, num_of_circuits:None, current:None, line_segment_length_km:6, line_segment_length_mi:6, line_length_km:6, line_length_mi:6, voltage:6, reactance:24, smax:25, sum_ampacity:None, win_ampacity:None, sum_rating:None, win_rating:None, power_factor:None, win_capacity:23, starting_node_code:None, ending_node_name:281, ending_node_code:None, other_references:None, notes:None
1772 | 12448 | R21D | ON | Ontario | HONI | 1 | ac | 0.1 | 0.062 | 50.3 | 31.049 | 230 | [6 empty] | 3 | 402 | 435 |  | ON_PIN_JCT |  | ON_ABC_GSS |  | circuit_id:281, owner:281, planning_rgn:None, num_of_circuits:None, current:None, line_segment_length_km:6, line_segment_length_mi:6, line_length_km:6, line_length_mi:6, voltage:6, reactance:24, smax:25, sum_ampacity:None, win_ampacity:None, sum_rating:None, win_rating:None, power_factor:None, win_capacity:23, starting_node_code:None, ending_node_name:281, ending_node_code:None, other_references:None, notes:None
1773 | 12449 | R21D | ON | Ontario | HONI | 1 | ac | 0.1 | 0.062 | 50.3 | 31.049 | 230 | [6 empty] | 3 | 402 | 435 |  | ON_PIN_JCT |  | ON_PIN_TSS |  | circuit_id:281, owner:281, planning_rgn:None, num_of_circuits:None, current:None, line_segment_length_km:6, line_segment_length_mi:6, line_length_km:6, line_length_mi:6, voltage:6, reactance:24, smax:25, sum_ampacity:None, win_ampacity:None, sum_rating:None, win_rating:None, power_factor:None, win_capacity:23, starting_node_code:None, ending_node_name:281, ending_node_code:None, other_references:None, notes:None
1774 | 12450 | R21TH | ON | Ontario | HONI | 1 | ac | 7 | 4.321 | 34.3 | 21.173 | 230 | [6 empty] | 3 | 402 | 435 |  | ON_RCV_DSS |  | ON_TOM_JCT |  | circuit_id:281, owner:281, planning_rgn:None, num_of_circuits:None, current:None, line_segment_length_km:7, line_segment_length_mi:7, line_length_km:7, line_length_mi:7, voltage:7, reactance:24, smax:25, sum_ampacity:None, win_ampacity:None, sum_rating:None, win_rating:None, power_factor:None, win_capacity:23, starting_node_code:None, ending_node_name:281, ending_node_code:None, other_references:None, notes:None
1775 | 12451 | R21TH | ON | Ontario | HONI | 1 | ac | 0.1 | 0.062 | 34.3 | 21.173 | 230 | [6 empty] | 3 | 402 | 435 |  | ON_TOM_JCT |  | ON_TOM_DSS |  | circuit_id:281, owner:281, planning_rgn:None, num_of_circuits:None, current:None, line_segment_length_km:7, line_segment_length_mi:7, line_length_km:7, line_length_mi:7, voltage:7, reactance:24, smax:25, sum_ampacity:None, win_ampacity:None, sum_rating:None, win_rating:None, power_factor:None, win_capacity:23, starting_node_code:None, ending_node_name:281, ending_node_code:None, other_references:None, notes:None
1776 | 12452 | R21TH | ON | Ontario | HONI | 1 | ac | 1 | 0.617 | 34.3 | 21.173 | 230 | [6 empty] | 3 | 402 | 435 |  | ON_TOM_JCT |  | ON_HLA_JCT |  | circuit_id:281, owner:281, planning_rgn:None, num_of_circuits:None, current:None, line_segment_length_km:7, line_segment_length_mi:7, line_length_km:7, line_length_mi:7, voltage:7, reactance:24, smax:25, sum_ampacity:None, win_ampacity:None, sum_rating:None, win_rating:None, power_factor:None, win_capacity:23, starting_node_code:None, ending_node_name:281, ending_node_code:None, other_references:None, notes:None
1777 | 12453 | R21TH | ON | Ontario | HONI | 1 | ac | 9 | 5.556 | 34.3 | 21.173 | 230 | [6 empty] | 3 | 402 | 435 |  | ON_HLA_JCT |  | ON_HRN_SWS |  | circuit_id:281, owner:281, planning_rgn:None, num_of_circuits:None, current:None, line_segment_length_km:7, line_segment_length_mi:7, line_length_km:7, line_length_mi:7, voltage:7, reactance:24, smax:25, sum_ampacity:None, win_ampacity:None, sum_rating:None, win_rating:None, power_factor:None, win_capacity:23, starting_node_code:None, ending_node_name:281, ending_node_code:None, other_references:None, notes:None
1778 | 12454 | R21TH | ON | Ontario | HONI | 1 | ac | 3 | 1.852 | 34.3 | 21.173 | 230 | [6 empty] | 3 | 402 | 435 |  | ON_HRN_SWS |  | ON_JMY_DSS |  | circuit_id:281, owner:281, planning_rgn:None, num_of_circuits:None, current:None, line_segment_length_km:7, line_segment_length_mi:7, line_length_km:7, line_length_mi:7, voltage:7, reactance:24, smax:25, sum_ampacity:None, win_ampacity:None, sum_rating:None, win_rating:None, power_factor:None, win_capacity:23, starting_node_code:None, ending_node_name:281, ending_node_code:None, other_references:None, notes:None
1779 | 12455 | R21TH | ON | Ontario | HONI | 1 | ac | 6 | 3.704 | 34.3 | 21.173 | 230 | [6 empty] | 3 | 402 | 435 |  | ON_HLA_JCT |  | ON_ERD_JCT |  | circuit_id:281, owner:281, planning_rgn:None, num_of_circuits:None, current:None, line_segment_length_km:7, line_segment_length_mi:7, line_length_km:7, line_length_mi:7, voltage:7, reactance:24, smax:25, sum_ampacity:None, win_ampacity:None, sum_rating:None, win_rating:None, power_factor:None, win_capacity:23, starting_node_code:None, ending_node_name:281, ending_node_code:None, other_references:None, notes:None
1780 | 12456 | R21TH | ON | Ontario | HONI | 1 | ac | 7 | 4.321 | 34.3 | 21.173 | 230 | [6 empty] | 3 | 402 | 435 |  | ON_ERD_JCT |  | ON_CHU_JCT |  | circuit_id:281, owner:281, planning_rgn:None, num_of_circuits:None, current:None, line_segment_length_km:7, line_segment_length_mi:7, line_length_km:7, line_length_mi:7, voltage:7, reactance:24, smax:25, sum_ampacity:None, win_ampacity:None, sum_rating:None, win_rating:None, power_factor:None, win_capacity:23, starting_node_code:None, ending_node_name:281, ending_node_code:None, other_references:None, notes:None
1781 | 12457 | R21TH | ON | Ontario | HONI | 1 | ac | 0.1 | 0.062 | 34.3 | 21.173 | 230 | [6 empty] | 3 | 402 | 435 |  | ON_ERD_JCT |  | ON_ERD_DSS |  | circuit_id:281, owner:281, planning_rgn:None, num_of_circuits:None, current:None, line_segment_length_km:7, line_segment_length_mi:7, line_length_km:7, line_length_mi:7, voltage:7, reactance:24, smax:25, sum_ampacity:None, win_ampacity:None, sum_rating:None, win_rating:None, power_factor:None, win_capacity:23, starting_node_code:None, ending_node_name:281, ending_node_code:None, other_references:None, notes:None
1782 | 12458 | R21TH | ON | Ontario | HONI | 1 | ac | 0.1 | 0.062 | 34.3 | 21.173 | 230 | [6 empty] | 3 | 402 | 435 |  | ON_CHU_JCT |  | ON_CHU_ISS |  | circuit_id:281, owner:281, planning_rgn:None, num_of_circuits:None, current:None, line_segment_length_km:7, line_segment_length_mi:7, line_length_km:7, line_length_mi:7, voltage:7, reactance:24, smax:25, sum_ampacity:None, win_ampacity:None, sum_rating:None, win_rating:None, power_factor:None, win_capacity:23, starting_node_code:None, ending_node_name:281, ending_node_code:None, other_references:None, notes:None
1783 | 12459 | R21TH | ON | Ontario | HONI | 1 | ac | 1 | 0.617 | 34.3 | 21.173 | 230 | [6 empty] | 3 | 402 | 435 |  | ON_CHU_JCT |  | ON_TFL_DSS |  | circuit_id:281, owner:281, planning_rgn:None, num_of_circuits:None, current:None, line_segment_length_km:7, line_segment_length_mi:7, line_length_km:7, line_length_mi:7, voltage:7, reactance:24, smax:25, sum_ampacity:None, win_ampacity:None, sum_rating:None, win_rating:None, power_factor:None, win_capacity:23, starting_node_code:None, ending_node_name:281, ending_node_code:None, other_references:None, notes:None
1784 | 12460 | R24C | ON | Ontario | HONI | 1 | ac | 12.9 | 7.963 | 14.1 | 8.704 | 230 | [6 empty] | 3 | 402 | 435 |  | ON_RCV_DSS |  | ON_APP_JCT |  | circuit_id:281, owner:281, planning_rgn:None, num_of_circuits:None, current:None, line_segment_length_km:7, line_segment_length_mi:7, line_length_km:7, line_length_mi:7, voltage:7, reactance:24, smax:25, sum_ampacity:None, win_ampacity:None, sum_rating:None, win_rating:None, power_factor:None, win_capacity:23, starting_node_code:None, ending_node_name:281, ending_node_code:None, other_references:None, notes:None
1785 | 12461 | R24C | ON | Ontario | HONI | 1 | ac | 1.2 | 0.741 | 14.1 | 8.704 | 230 | [6 empty] | 3 | 402 | 435 |  | ON_APP_JCT |  | ON_CKV_DSS |  | circuit_id:281, owner:281, planning_rgn:None, num_of_circuits:None, current:None, line_segment_length_km:7, line_segment_length_mi:7, line_length_km:7, line_length_mi:7, voltage:7, reactance:24, smax:25, sum_ampacity:None, win_ampacity:None, sum_rating:None, win_rating:None, power_factor:None, win_capacity:23, starting_node_code:None, ending_node_name:281, ending_node_code:None, other_references:None, notes:None
1786 | 12462 | R2K | ON | Ontario | HONI | 1 | ac | 6.5 | 4.012 | 10.5 | 6.481 | 230 | [6 empty] | 3 | 402 | 435 |  | ON_RCV_DSS |  | ON_MBY_DSS |  | circuit_id:281, owner:281, planning_rgn:None, num_of_circuits:None, current:None, line_segment_length_km:7, line_segment_length_mi:7, line_length_km:7, line_length_mi:7, voltage:7, reactance:24, smax:25, sum_ampacity:None, win_ampacity:None, sum_rating:None, win_rating:None, power_factor:None, win_capacity:23, starting_node_code:None, ending_node_name:281, ending_node_code:None, other_references:None, notes:None
1787 | 12463 | R2K | ON | Ontario | HONI | 1 | ac | 2 | 1.235 | 10.5 | 6.481 | 230 | [6 empty] | 3 | 402 | 435 |  | ON_MBY_DSS |  | ON_VNO_JCT |  | circuit_id:281, owner:281, planning_rgn:None, num_of_circuits:None, current:None, line_segment_length_km:7, line_segment_length_mi:7, line_length_km:7, line_length_mi:7, voltage:7, reactance:24, smax:25, sum_ampacity:None, win_ampacity:None, sum_rating:None, win_rating:None, power_factor:None, win_capacity:23, starting_node_code:None, ending_node_name:281, ending_node_code:None, other_references:None, notes:None
1788 | 12464 | R2K | ON | Ontario | HONI | 1 | ac | 2 | 1.235 | 10.5 | 6.481 | 230 | [6 empty] | 3 | 402 | 435 |  | ON_VNO_JCT |  | ON_HOR_DSS |  | circuit_id:281, owner:281, planning_rgn:None, num_of_circuits:None, current:None, line_segment_length_km:7, line_segment_length_mi:7, line_length_km:7, line_length_mi:7, voltage:7, reactance:24, smax:25, sum_ampacity:None, win_ampacity:None, sum_rating:None, win_rating:None, power_factor:None, win_capacity:23, starting_node_code:None, ending_node_name:281, ending_node_code:None, other_references:None, notes:None
1789 | 12465 | R2LB | ON | Ontario | HONI | 1 | ac | 21.6 | 13.333 | 140.5 | 86.728 | 115 | [6 empty] | 2.23 | 73 | 81 |  | ON_LKH_TSS |  | ON_BIR_DSS |  | circuit_id:281, owner:281, planning_rgn:None, num_of_circuits:None, current:None, line_segment_length_km:7, line_segment_length_mi:7, line_length_km:7, line_length_mi:7, voltage:7, reactance:24, smax:25, sum_ampacity:None, win_ampacity:None, sum_rating:None, win_rating:None, power_factor:None, win_capacity:23, starting_node_code:None, ending_node_name:281, ending_node_code:None, other_references:None, notes:None
1790 | 12466 | R2LB | ON | Ontario | HONI | 1 | ac | 118.9 | 73.395 | 140.5 | 86.728 | 115 | [6 empty] | 2.23 | 73 | 81 |  | ON_PPT_SWS |  | ON_LKH_TSS |  | circuit_id:281, owner:281, planning_rgn:None, num_of_circuits:None, current:None, line_segment_length_km:7, line_segment_length_mi:7, line_length_km:7, line_length_mi:7, voltage:7, reactance:24, smax:25, sum_ampacity:None, win_ampacity:None, sum_rating:None, win_rating:None, power_factor:None, win_capacity:23, starting_node_code:None, ending_node_name:281, ending_node_code:None, other_references:None, notes:None
1791 | 12467 | R9A | ON | Ontario | HONI | 1 | ac | 0.1 | 0.062 | 21.2 | 13.086 | 115 | [6 empty] | 3 | 98 | 108 |  | ON_ALX_SWS |  | ON_ALX_GSS |  | circuit_id:281, owner:281, planning_rgn:None, num_of_circuits:None, current:None, line_segment_length_km:7, line_segment_length_mi:7, line_length_km:7, line_length_mi:7, voltage:7, reactance:24, smax:25, sum_ampacity:None, win_ampacity:None, sum_rating:None, win_rating:None, power_factor:None, win_capacity:23, starting_node_code:None, ending_node_name:281, ending_node_code:None, other_references:None, notes:None
1792 | 12468 | R9A | ON | Ontario | HONI | 1 | ac | 21.1 | 13.025 | 21.2 | 13.086 | 115 | [6 empty] | 3 | 98 | 108 |  | ON_PPT_SWS |  | ON_ALX_SWS |  | circuit_id:281, owner:281, planning_rgn:None, num_of_circuits:None, current:None, line_segment_length_km:7, line_segment_length_mi:7, line_length_km:7, line_length_mi:7, voltage:7, reactance:24, smax:25, sum_ampacity:None, win_ampacity:None, sum_rating:None, win_rating:None, power_factor:None, win_capacity:23, starting_node_code:None, ending_node_name:281, ending_node_code:None, other_references:None, notes:None
1793 | 12469 | S1C | ON | Ontario | HONI | 1 | ac | 10 | 6.173 | 79 | 48.765 | 115 | [6 empty] | 3 | 98 | 108 |  | ON_CNM_JCT |  | ON_LDI_JCT |  | circuit_id:281, owner:281, planning_rgn:None, num_of_circuits:None, current:None, line_segment_length_km:7, line_segment_length_mi:7, line_length_km:7, line_length_mi:7, voltage:7, reactance:24, smax:25, sum_ampacity:None, win_ampacity:None, sum_rating:None, win_rating:None, power_factor:None, win_capacity:23, starting_node_code:None, ending_node_name:281, ending_node_code:None, other_references:None, notes:None
1794 | 12470 | S1C | ON | Ontario | HONI | 1 | ac | 65 | 40.123 | 79 | 48.765 | 115 | [6 empty] | 3 | 98 | 108 |  | ON_LDI_JCT |  | ON_LDI_SWS |  | circuit_id:281, owner:281, planning_rgn:None, num_of_circuits:None, current:None, line_segment_length_km:7, line_segment_length_mi:7, line_length_km:7, line_length_mi:7, voltage:7, reactance:24, smax:25, sum_ampacity:None, win_ampacity:None, sum_rating:None, win_rating:None, power_factor:None, win_capacity:23, starting_node_code:None, ending_node_name:281, ending_node_code:None, other_references:None, notes:None
1795 | 12471 | S1C | ON | Ontario | HONI | 1 | ac | 4 | 2.469 | 79 | 48.765 | 115 | [6 empty] | 3 | 98 | 108 |  | ON_LDI_JCT |  | ON_SFS_GSS |  | circuit_id:281, owner:281, planning_rgn:None, num_of_circuits:None, current:None, line_segment_length_km:7, line_segment_length_mi:7, line_length_km:7, line_length_mi:7, voltage:7, reactance:24, smax:25, sum_ampacity:None, win_ampacity:None, sum_rating:None, win_rating:None, power_factor:None, win_capacity:23, starting_node_code:None, ending_node_name:281, ending_node_code:None, other_references:None, notes:None
1796 | 12472 | S1H | ON | Ontario | HONI | 1 | ac | 48 | 29.63 | 48 | 29.63 | 115 | [6 empty] | 3 | 98 | 108 |  | ON_OWS_DSS |  | ON_HNV_DSS |  | circuit_id:281, owner:281, planning_rgn:None, num_of_circuits:None, current:None, line_segment_length_km:6, line_segment_length_mi:6, line_length_km:6, line_length_mi:6, voltage:6, reactance:24, smax:25, sum_ampacity:None, win_ampacity:None, sum_rating:None, win_rating:None, power_factor:None, win_capacity:23, starting_node_code:None, ending_node_name:281, ending_node_code:None, other_references:None, notes:None
1797 | 12473 | S1K | ON | Ontario | HONI | 1 | ac | 24 | 14.815 | 24 | 14.815 | 115 | [6 empty] | 3 | 98 | 108 |  | ON_BTT_DSS |  | ON_FRO_DSS |  | circuit_id:281, owner:281, planning_rgn:None, num_of_circuits:None, current:None, line_segment_length_km:6, line_segment_length_mi:6, line_length_km:6, line_length_mi:6, voltage:6, reactance:24, smax:25, sum_ampacity:None, win_ampacity:None, sum_rating:None, win_rating:None, power_factor:None, win_capacity:23, starting_node_code:None, ending_node_name:281, ending_node_code:None, other_references:None, notes:None
1798 | 12474 | S21N | ON | Ontario | HONI | 1 | ac | 8 | 4.938 | 8.2 | 5.062 | 230 | [6 empty] | 3 | 402 | 435 |  | ON_MTD_DSS |  | ON_VLF_JCT |  | circuit_id:281, owner:281, planning_rgn:None, num_of_circuits:None, current:None, line_segment_length_km:6, line_segment_length_mi:6, line_length_km:6, line_length_mi:6, voltage:6, reactance:24, smax:25, sum_ampacity:None, win_ampacity:None, sum_rating:None, win_rating:None, power_factor:None, win_capacity:23, starting_node_code:None, ending_node_name:281, ending_node_code:None, other_references:None, notes:None
1799 | 12475 | S21N | ON | Ontario | HONI | 1 | ac | 0.1 | 0.062 | 8.2 | 5.062 | 230 | [6 empty] | 3 | 402 | 435 |  | ON_VLF_JCT |  | ON_VLC_ISS |  | circuit_id:281, owner:281, planning_rgn:None, num_of_circuits:None, current:None, line_segment_length_km:6, line_segment_length_mi:6, line_length_km:6, line_length_mi:6, voltage:6, reactance:24, smax:25, sum_ampacity:None, win_ampacity:None, sum_rating:None, win_rating:None, power_factor:None, win_capacity:23, starting_node_code:None, ending_node_name:281, ending_node_code:None, other_references:None, notes:None
1800 | 12476 | S21N | ON | Ontario | HONI | 1 | ac | 0.1 | 0.062 | 8.2 | 5.062 | 230 | [6 empty] | 3 | 402 | 435 |  | ON_VLF_JCT |  | ON_VLF_ISS |  | circuit_id:281, owner:281, planning_rgn:None, num_of_circuits:None, current:None, line_segment_length_km:6, line_segment_length_mi:6, line_length_km:6, line_length_mi:6, voltage:6, reactance:24, smax:25, sum_ampacity:None, win_ampacity:None, sum_rating:None, win_rating:None, power_factor:None, win_capacity:23, starting_node_code:None, ending_node_name:281, ending_node_code:None, other_references:None, notes:None
1801 | 12477 | S22A | ON | Ontario | HONI | 1 | ac | 5 | 3.086 | 160.1 | 98.827 | 230 | [6 empty] | 2.05 | 275 | 297 |  | ON_CLA_JCT |  | ON_ALG_TSS |  | circuit_id:281, owner:281, planning_rgn:None, num_of_circuits:None, current:None, line_segment_length_km:6, line_segment_length_mi:6, line_length_km:6, line_length_mi:6, voltage:6, reactance:24, smax:25, sum_ampacity:None, win_ampacity:None, sum_rating:None, win_rating:None, power_factor:None, win_capacity:23, starting_node_code:None, ending_node_name:281, ending_node_code:None, other_references:None, notes:None
1802 | 12478 | S22A | ON | Ontario | HONI | 1 | ac | 0.1 | 0.062 | 160.1 | 98.827 | 230 | [6 empty] | 2.05 | 275 | 297 |  | ON_CLA_JCT |  | ON_CLA_DSS |  | circuit_id:281, owner:281, planning_rgn:None, num_of_circuits:None, current:None, line_segment_length_km:6, line_segment_length_mi:6, line_length_km:6, line_length_mi:6, voltage:6, reactance:24, smax:25, sum_ampacity:None, win_ampacity:None, sum_rating:None, win_rating:None, power_factor:None, win_capacity:23, starting_node_code:None, ending_node_name:281, ending_node_code:None, other_references:None, notes:None
1803 | 12479 | S22A | ON | Ontario | HONI | 1 | ac | 155 | 95.679 | 160.1 | 98.827 | 230 | [6 empty] | 2.05 | 275 | 297 |  | ON_MTD_DSS |  | ON_CLA_JCT |  | circuit_id:281, owner:281, planning_rgn:None, num_of_circuits:None, current:None, line_segment_length_km:6, line_segment_length_mi:6, line_length_km:6, line_length_mi:6, voltage:6, reactance:24, smax:25, sum_ampacity:None, win_ampacity:None, sum_rating:None, win_rating:None, power_factor:None, win_capacity:23, starting_node_code:None, ending_node_name:281, ending_node_code:None, other_references:None, notes:None
1804 | 12480 | S24V | ON | Ontario | HONI | 1 | ac | 45 | 27.778 | 45 | 27.778 | 115 | [6 empty] | 3 | 98 | 108 |  | ON_ORA_DSS |  | ON_SHN_DSS |  | circuit_id:281, owner:281, planning_rgn:None, num_of_circuits:None, current:None, line_segment_length_km:6, line_segment_length_mi:6, line_length_km:6, line_length_mi:6, voltage:6, reactance:24, smax:25, sum_ampacity:None, win_ampacity:None, sum_rating:None, win_rating:None, power_factor:None, win_capacity:23, starting_node_code:None, ending_node_name:281, ending_node_code:None, other_references:None, notes:None
1805 | 12481 | S25L | ON | Ontario | HONI | 1 | ac | 3 | 1.852 | 3 | 1.852 | 230 | [6 empty] | 3 | 402 | 435 |  | ON_SAU_JCT |  | ON_STL_DSS |  | circuit_id:281, owner:281, planning_rgn:None, num_of_circuits:None, current:None, line_segment_length_km:6, line_segment_length_mi:6, line_length_km:6, line_length_mi:6, voltage:6, reactance:24, smax:25, sum_ampacity:None, win_ampacity:None, sum_rating:None, win_rating:None, power_factor:None, win_capacity:23, starting_node_code:None, ending_node_name:281, ending_node_code:None, other_references:None, notes:None
1806 | 12482 | S26L | ON | Ontario | HONI | 1 | ac | 3 | 1.852 | 3 | 1.852 | 230 | [6 empty] | 3 | 402 | 435 |  | ON_SAU_JCT |  | ON_STL_DSS |  | circuit_id:281, owner:281, planning_rgn:None, num_of_circuits:None, current:None, line_segment_length_km:6, line_segment_length_mi:6, line_length_km:6, line_length_mi:6, voltage:6, reactance:24, smax:25, sum_ampacity:None, win_ampacity:None, sum_rating:None, win_rating:None, power_factor:None, win_capacity:23, starting_node_code:None, ending_node_name:281, ending_node_code:None, other_references:None, notes:None
1807 | 12483 | S2B | ON | Ontario | HONI | 1 | ac | 5 | 3.086 | 425.1 | 262.407 | 115 | [6 empty] | 1.08 | 35 | 39 |  | ON_MTD_DSS |  | ON_CFF_JCT |  | circuit_id:281, owner:281, planning_rgn:None, num_of_circuits:None, current:None, line_segment_length_km:6, line_segment_length_mi:6, line_length_km:6, line_length_mi:6, voltage:6, reactance:24, smax:25, sum_ampacity:None, win_ampacity:None, sum_rating:None, win_rating:None, power_factor:None, win_capacity:23, starting_node_code:None, ending_node_name:281, ending_node_code:None, other_references:None, notes:None
1808 | 12484 | S2B | ON | Ontario | HONI | 1 | ac | 8 | 4.938 | 425.1 | 262.407 | 115 | [6 empty] | 1.08 | 35 | 39 |  | ON_CFF_JCT |  | ON_CRE_JCT |  | circuit_id:281, owner:281, planning_rgn:None, num_of_circuits:None, current:None, line_segment_length_km:6, line_segment_length_mi:6, line_length_km:6, line_length_mi:6, voltage:6, reactance:24, smax:25, sum_ampacity:None, win_ampacity:None, sum_rating:None, win_rating:None, power_factor:None, win_capacity:23, starting_node_code:None, ending_node_name:281, ending_node_code:None, other_references:None, notes:None
1809 | 12485 | S2B | ON | Ontario | HONI | 1 | ac | 10 | 6.173 | 425.1 | 262.407 | 115 | [6 empty] | 1.08 | 35 | 39 |  | ON_CRE_JCT |  | ON_NIC_JCT |  | circuit_id:281, owner:281, planning_rgn:None, num_of_circuits:None, current:None, line_segment_length_km:6, line_segment_length_mi:6, line_length_km:6, line_length_mi:6, voltage:6, reactance:24, smax:25, sum_ampacity:None, win_ampacity:None, sum_rating:None, win_rating:None, power_factor:None, win_capacity:23, starting_node_code:None, ending_node_name:281, ending_node_code:None, other_references:None, notes:None
1810 | 12486 | S2B | ON | Ontario | HONI | 1 | ac | 12 | 7.407 | 425.1 | 262.407 | 115 | [6 empty] | 1.08 | 35 | 39 |  | ON_CRE_JCT |  | ON_VEM_JCT |  | circuit_id:281, owner:281, planning_rgn:None, num_of_circuits:None, current:None, line_segment_length_km:7, line_segment_length_mi:7, line_length_km:7, line_length_mi:7, voltage:7, reactance:24, smax:25, sum_ampacity:None, win_ampacity:None, sum_rating:None, win_rating:None, power_factor:None, win_capacity:23, starting_node_code:None, ending_node_name:281, ending_node_code:None, other_references:None, notes:None
1811 | 12487 | S2B | ON | Ontario | HONI | 1 | ac | 10 | 6.173 | 425.1 | 262.407 | 115 | [6 empty] | 1.08 | 35 | 39 |  | ON_VEM_JCT |  | ON_LBM_ISS |  | circuit_id:281, owner:281, planning_rgn:None, num_of_circuits:None, current:None, line_segment_length_km:6, line_segment_length_mi:6, line_length_km:6, line_length_mi:6, voltage:6, reactance:24, smax:25, sum_ampacity:None, win_ampacity:None, sum_rating:None, win_rating:None, power_factor:None, win_capacity:23, starting_node_code:None, ending_node_name:281, ending_node_code:None, other_references:None, notes:None
1812 | 12488 | S2B | ON | Ontario | HONI | 1 | ac | 3.5 | 2.16 | 425.1 | 262.407 | 115 | [6 empty] | 1.08 | 35 | 39 |  | ON_VEM_JCT |  | ON_ETH_JCT |  | circuit_id:281, owner:281, planning_rgn:None, num_of_circuits:None, current:None, line_segment_length_km:7, line_segment_length_mi:7, line_length_km:7, line_length_mi:7, voltage:7, reactance:24, smax:25, sum_ampacity:None, win_ampacity:None, sum_rating:None, win_rating:None, power_factor:None, win_capacity:23, starting_node_code:None, ending_node_name:281, ending_node_code:None, other_references:None, notes:None
1813 | 12489 | S2B | ON | Ontario | HONI | 1 | ac | 7 | 4.321 | 425.1 | 262.407 | 115 | [6 empty] | 1.08 | 35 | 39 |  | ON_ETH_JCT |  | ON_WHF_DSS |  | circuit_id:281, owner:281, planning_rgn:None, num_of_circuits:None, current:None, line_segment_length_km:6, line_segment_length_mi:6, line_length_km:6, line_length_mi:6, voltage:6, reactance:24, smax:25, sum_ampacity:None, win_ampacity:None, sum_rating:None, win_rating:None, power_factor:None, win_capacity:23, starting_node_code:None, ending_node_name:281, ending_node_code:None, other_references:None, notes:None
1814 | 12490 | S2B | ON | Ontario | HONI | 1 | ac | 25 | 15.432 | 425.1 | 262.407 | 115 | [6 empty] | 1.08 | 35 | 39 |  | ON_ETH_JCT |  | ON_TUR_JCT |  | circuit_id:281, owner:281, planning_rgn:None, num_of_circuits:None, current:None, line_segment_length_km:7, line_segment_length_mi:7, line_length_km:7, line_length_mi:7, voltage:7, reactance:24, smax:25, sum_ampacity:None, win_ampacity:None, sum_rating:None, win_rating:None, power_factor:None, win_capacity:23, starting_node_code:None, ending_node_name:281, ending_node_code:None, other_references:None, notes:None
1815 | 12491 | S2B | ON | Ontario | HONI | 1 | ac | 9 | 5.556 | 425.1 | 262.407 | 115 | [6 empty] | 1.08 | 35 | 39 |  | ON_TUR_JCT |  | ON_EAC_JCT |  | circuit_id:281, owner:281, planning_rgn:None, num_of_circuits:None, current:None, line_segment_length_km:6, line_segment_length_mi:6, line_length_km:6, line_length_mi:6, voltage:6, reactance:24, smax:25, sum_ampacity:None, win_ampacity:None, sum_rating:None, win_rating:None, power_factor:None, win_capacity:23, starting_node_code:None, ending_node_name:281, ending_node_code:None, other_references:None, notes:None
1816 | 12492 | S2B | ON | Ontario | HONI | 1 | ac | 0.1 | 0.062 | 425.1 | 262.407 | 115 | [6 empty] | 1.08 | 35 | 39 |  | ON_EAC_JCT |  | ON_EAC_ISS |  | circuit_id:281, owner:281, planning_rgn:None, num_of_circuits:None, current:None, line_segment_length_km:6, line_segment_length_mi:6, line_length_km:6, line_length_mi:6, voltage:6, reactance:24, smax:25, sum_ampacity:None, win_ampacity:None, sum_rating:None, win_rating:None, power_factor:None, win_capacity:23, starting_node_code:None, ending_node_name:281, ending_node_code:None, other_references:None, notes:None
1817 | 12493 | S2B | ON | Ontario | HONI | 1 | ac | 12 | 7.407 | 425.1 | 262.407 | 115 | [6 empty] | 1.08 | 35 | 39 |  | ON_EAC_JCT |  | ON_ESP_JCT |  | circuit_id:281, owner:281, planning_rgn:None, num_of_circuits:None, current:None, line_segment_length_km:7, line_segment_length_mi:7, line_length_km:7, line_length_mi:7, voltage:7, reactance:24, smax:25, sum_ampacity:None, win_ampacity:None, sum_rating:None, win_rating:None, power_factor:None, win_capacity:23, starting_node_code:None, ending_node_name:281, ending_node_code:None, other_references:None, notes:None
1818 | 12494 | S2B | ON | Ontario | HONI | 1 | ac | 15 | 9.259 | 425.1 | 262.407 | 115 | [6 empty] | 1.08 | 35 | 39 |  | ON_ESP_JCT |  | ON_EDT_JCT |  | circuit_id:281, owner:281, planning_rgn:None, num_of_circuits:None, current:None, line_segment_length_km:7, line_segment_length_mi:7, line_length_km:7, line_length_mi:7, voltage:7, reactance:24, smax:25, sum_ampacity:None, win_ampacity:None, sum_rating:None, win_rating:None, power_factor:None, win_capacity:23, starting_node_code:None, ending_node_name:281, ending_node_code:None, other_references:None, notes:None
1819 | 12495 | S2B | ON | Ontario | HONI | 1 | ac | 0.1 | 0.062 | 425.1 | 262.407 | 115 | [6 empty] | 1.08 | 35 | 39 |  | ON_EDA_JCT |  | ON_EDA_JCT |  | circuit_id:281, owner:281, planning_rgn:None, num_of_circuits:None, current:None, line_segment_length_km:6, line_segment_length_mi:6, line_length_km:6, line_length_mi:6, voltage:6, reactance:24, smax:25, sum_ampacity:None, win_ampacity:None, sum_rating:None, win_rating:None, power_factor:None, win_capacity:23, starting_node_code:None, ending_node_name:281, ending_node_code:None, other_references:None, notes:None
1820 | 12496 | S2B | ON | Ontario | HONI | 1 | ac | 15 | 9.259 | 425.1 | 262.407 | 115 | [6 empty] | 1.08 | 35 | 39 |  | ON_EDT_JCT |  | ON_EPA_JCT |  | circuit_id:281, owner:281, planning_rgn:None, num_of_circuits:None, current:None, line_segment_length_km:7, line_segment_length_mi:7, line_length_km:7, line_length_mi:7, voltage:7, reactance:24, smax:25, sum_ampacity:None, win_ampacity:None, sum_rating:None, win_rating:None, power_factor:None, win_capacity:23, starting_node_code:None, ending_node_name:281, ending_node_code:None, other_references:None, notes:None
1821 | 12497 | S2B | ON | Ontario | HONI | 1 | ac | 0.1 | 0.062 | 425.1 | 262.407 | 115 | [6 empty] | 1.08 | 35 | 39 |  | ON_EPA_JCT |  | ON_ESP_DSS |  | circuit_id:281, owner:281, planning_rgn:None, num_of_circuits:None, current:None, line_segment_length_km:7, line_segment_length_mi:7, line_length_km:7, line_length_mi:7, voltage:7, reactance:24, smax:25, sum_ampacity:None, win_ampacity:None, sum_rating:None, win_rating:None, power_factor:None, win_capacity:23, starting_node_code:None, ending_node_name:281, ending_node_code:None, other_references:None, notes:None
1822 | 12498 | S2B | ON | Ontario | HONI | 1 | ac | 47 | 29.012 | 425.1 | 262.407 | 115 | [6 empty] | 1.08 | 35 | 39 |  | ON_EPA_JCT |  | ON_MCL_JCT |  | circuit_id:281, owner:281, planning_rgn:None, num_of_circuits:None, current:None, line_segment_length_km:7, line_segment_length_mi:7, line_length_km:7, line_length_mi:7, voltage:7, reactance:24, smax:25, sum_ampacity:None, win_ampacity:None, sum_rating:None, win_rating:None, power_factor:None, win_capacity:23, starting_node_code:None, ending_node_name:281, ending_node_code:None, other_references:None, notes:None
1823 | 12499 | S2B | ON | Ontario | HONI | 1 | ac | 2 | 1.235 | 425.1 | 262.407 | 115 | [6 empty] | 1.08 | 35 | 39 |  | ON_ESP_DSS |  | ON_S2B_JCT |  | circuit_id:281, owner:281, planning_rgn:None, num_of_circuits:None, current:None, line_segment_length_km:6, line_segment_length_mi:6, line_length_km:6, line_length_mi:6, voltage:6, reactance:24, smax:25, sum_ampacity:None, win_ampacity:None, sum_rating:None, win_rating:None, power_factor:None, win_capacity:23, starting_node_code:None, ending_node_name:281, ending_node_code:None, other_references:None, notes:None
1824 | 12500 | S2B | ON | Ontario | HONI | 1 | ac | 2 | 1.235 | 425.1 | 262.407 | 115 | [6 empty] | 1.08 | 35 | 39 |  | ON_S2B_JCT |  | ON_BDW_JCT |  | circuit_id:281, owner:281, planning_rgn:None, num_of_circuits:None, current:None, line_segment_length_km:6, line_segment_length_mi:6, line_length_km:6, line_length_mi:6, voltage:6, reactance:24, smax:25, sum_ampacity:None, win_ampacity:None, sum_rating:None, win_rating:None, power_factor:None, win_capacity:23, starting_node_code:None, ending_node_name:281, ending_node_code:None, other_references:None, notes:None
1825 | 12501 | S2B | ON | Ontario | HONI | 1 | ac | 2 | 1.235 | 425.1 | 262.407 | 115 | [6 empty] | 1.08 | 35 | 39 |  | ON_MCL_JCT |  | ON_MNT_DSS |  | circuit_id:281, owner:281, planning_rgn:None, num_of_circuits:None, current:None, line_segment_length_km:6, line_segment_length_mi:6, line_length_km:6, line_length_mi:6, voltage:6, reactance:24, smax:25, sum_ampacity:None, win_ampacity:None, sum_rating:None, win_rating:None, power_factor:None, win_capacity:23, starting_node_code:None, ending_node_name:281, ending_node_code:None, other_references:None, notes:None
1826 | 12502 | S2B | ON | Ontario | HONI | 1 | ac | 10 | 6.173 | 425.1 | 262.407 | 115 | [6 empty] | 1.08 | 35 | 39 |  | ON_MCL_JCT |  | ON_MCL_GSS |  | circuit_id:281, owner:281, planning_rgn:None, num_of_circuits:None, current:None, line_segment_length_km:7, line_segment_length_mi:7, line_length_km:7, line_length_mi:7, voltage:7, reactance:24, smax:25, sum_ampacity:None, win_ampacity:None, sum_rating:None, win_rating:None, power_factor:None, win_capacity:23, starting_node_code:None, ending_node_name:281, ending_node_code:None, other_references:None, notes:None
1827 | 12503 | S2B | ON | Ontario | HONI | 1 | ac | 28 | 17.284 | 425.1 | 262.407 | 115 | [6 empty] | 1.08 | 35 | 39 |  | ON_ESP_JCT |  | ON_BDW_JCT |  | circuit_id:281, owner:281, planning_rgn:None, num_of_circuits:None, current:None, line_segment_length_km:7, line_segment_length_mi:7, line_length_km:7, line_length_mi:7, voltage:7, reactance:24, smax:25, sum_ampacity:None, win_ampacity:None, sum_rating:None, win_rating:None, power_factor:None, win_capacity:23, starting_node_code:None, ending_node_name:281, ending_node_code:None, other_references:None, notes:None
1828 | 12504 | S2B | ON | Ontario | HONI | 1 | ac | 152 | 93.827 | 425.1 | 262.407 | 115 | [6 empty] | 1.08 | 35 | 39 |  | ON_BDW_JCT |  | ON_MSY_JCT |  | circuit_id:281, owner:281, planning_rgn:None, num_of_circuits:None, current:None, line_segment_length_km:7, line_segment_length_mi:7, line_length_km:7, line_length_mi:7, voltage:7, reactance:24, smax:25, sum_ampacity:None, win_ampacity:None, sum_rating:None, win_rating:None, power_factor:None, win_capacity:23, starting_node_code:None, ending_node_name:281, ending_node_code:None, other_references:None, notes:None
1829 | 12505 | S2B | ON | Ontario | HONI | 1 | ac | 0.1 | 0.062 | 425.1 | 262.407 | 115 | [6 empty] | 1.08 | 35 | 39 |  | ON_MSY_JCT |  | ON_MSY_DSS |  | circuit_id:281, owner:281, planning_rgn:None, num_of_circuits:None, current:None, line_segment_length_km:7, line_segment_length_mi:7, line_length_km:7, line_length_mi:7, voltage:7, reactance:24, smax:25, sum_ampacity:None, win_ampacity:None, sum_rating:None, win_rating:None, power_factor:None, win_capacity:23, starting_node_code:None, ending_node_name:281, ending_node_code:None, other_references:None, notes:None
1830 | 12506 | S2B | ON | Ontario | HONI | 1 | ac | 6.5 | 4.012 | 425.1 | 262.407 | 115 | [6 empty] | 1.08 | 35 | 39 |  | ON_MSY_JCT |  | ON_CAM_JCT |  | circuit_id:281, owner:281, planning_rgn:None, num_of_circuits:None, current:None, line_segment_length_km:7, line_segment_length_mi:7, line_length_km:7, line_length_mi:7, voltage:7, reactance:24, smax:25, sum_ampacity:None, win_ampacity:None, sum_rating:None, win_rating:None, power_factor:None, win_capacity:23, starting_node_code:None, ending_node_name:281, ending_node_code:None, other_references:None, notes:None
1831 | 12507 | S2B | ON | Ontario | HONI | 1 | ac | 14 | 8.642 | 425.1 | 262.407 | 115 | [6 empty] | 1.08 | 35 | 39 |  | ON_CAM_JCT |  | ON_SPA_JCT |  | circuit_id:281, owner:281, planning_rgn:None, num_of_circuits:None, current:None, line_segment_length_km:7, line_segment_length_mi:7, line_length_km:7, line_length_mi:7, voltage:7, reactance:24, smax:25, sum_ampacity:None, win_ampacity:None, sum_rating:None, win_rating:None, power_factor:None, win_capacity:23, starting_node_code:None, ending_node_name:281, ending_node_code:None, other_references:None, notes:None
1832 | 12508 | S2B | ON | Ontario | HONI | 1 | ac | 0.1 | 0.062 | 425.1 | 262.407 | 115 | [6 empty] | 1.08 | 35 | 39 |  | ON_SPA_JCT |  | ON_SPA_DSS |  | circuit_id:281, owner:281, planning_rgn:None, num_of_circuits:None, current:None, line_segment_length_km:7, line_segment_length_mi:7, line_length_km:7, line_length_mi:7, voltage:7, reactance:24, smax:25, sum_ampacity:None, win_ampacity:None, sum_rating:None, win_rating:None, power_factor:None, win_capacity:23, starting_node_code:None, ending_node_name:281, ending_node_code:None, other_references:None, notes:None
1833 | 12509 | S2B | ON | Ontario | HONI | 1 | ac | 7 | 4.321 | 425.1 | 262.407 | 115 | [6 empty] | 1.08 | 35 | 39 |  | ON_SPA_JCT |  | ON_CUT_JCT |  | circuit_id:281, owner:281, planning_rgn:None, num_of_circuits:None, current:None, line_segment_length_km:7, line_segment_length_mi:7, line_length_km:7, line_length_mi:7, voltage:7, reactance:24, smax:25, sum_ampacity:None, win_ampacity:None, sum_rating:None, win_rating:None, power_factor:None, win_capacity:23, starting_node_code:None, ending_node_name:281, ending_node_code:None, other_references:None, notes:None
1834 | 12510 | S2B | ON | Ontario | HONI | 1 | ac | 7 | 4.321 | 425.1 | 262.407 | 115 | [6 empty] | 1.08 | 35 | 39 |  | ON_CUT_JCT |  | ON_SER_JCT |  | circuit_id:281, owner:281, planning_rgn:None, num_of_circuits:None, current:None, line_segment_length_km:7, line_segment_length_mi:7, line_length_km:7, line_length_mi:7, voltage:7, reactance:24, smax:25, sum_ampacity:None, win_ampacity:None, sum_rating:None, win_rating:None, power_factor:None, win_capacity:23, starting_node_code:None, ending_node_name:281, ending_node_code:None, other_references:None, notes:None
1835 | 12511 | S2B | ON | Ontario | HONI | 1 | ac | 11 | 6.79 | 425.1 | 262.407 | 115 | [6 empty] | 1.08 | 35 | 39 |  | ON_SER_JCT |  | ON_CML_JCT |  | circuit_id:281, owner:281, planning_rgn:None, num_of_circuits:None, current:None, line_segment_length_km:7, line_segment_length_mi:7, line_length_km:7, line_length_mi:7, voltage:7, reactance:24, smax:25, sum_ampacity:None, win_ampacity:None, sum_rating:None, win_rating:None, power_factor:None, win_capacity:23, starting_node_code:None, ending_node_name:281, ending_node_code:None, other_references:None, notes:None
1836 | 12512 | S2B | ON | Ontario | HONI | 1 | ac | 4 | 2.469 | 425.1 | 262.407 | 115 | [6 empty] | 1.08 | 35 | 39 |  | ON_CML_JCT |  | ON_BLD_JCT |  | circuit_id:281, owner:281, planning_rgn:None, num_of_circuits:None, current:None, line_segment_length_km:7, line_segment_length_mi:7, line_length_km:7, line_length_mi:7, voltage:7, reactance:24, smax:25, sum_ampacity:None, win_ampacity:None, sum_rating:None, win_rating:None, power_factor:None, win_capacity:23, starting_node_code:None, ending_node_name:281, ending_node_code:None, other_references:None, notes:None
1837 | 12513 | S2B | ON | Ontario | HONI | 1 | ac | 0.5 | 0.309 | 425.1 | 262.407 | 115 | [6 empty] | 1.08 | 35 | 39 |  | ON_BLD_JCT |  | ON_ALG_TSS |  | circuit_id:281, owner:281, planning_rgn:None, num_of_circuits:None, current:None, line_segment_length_km:7, line_segment_length_mi:7, line_length_km:7, line_length_mi:7, voltage:7, reactance:24, smax:25, sum_ampacity:None, win_ampacity:None, sum_rating:None, win_rating:None, power_factor:None, win_capacity:23, starting_node_code:None, ending_node_name:281, ending_node_code:None, other_references:None, notes:None
1838 | 12514 | S2B | ON | Ontario | HONI | 1 | ac | 0.1 | 0.062 | 425.1 | 262.407 | 115 | [6 empty] | 1.08 | 35 | 39 |  | ON_BLD_JCT |  | ON_BLD_DSS |  | circuit_id:281, owner:281, planning_rgn:None, num_of_circuits:None, current:None, line_segment_length_km:7, line_segment_length_mi:7, line_length_km:7, line_length_mi:7, voltage:7, reactance:24, smax:25, sum_ampacity:None, win_ampacity:None, sum_rating:None, win_rating:None, power_factor:None, win_capacity:23, starting_node_code:None, ending_node_name:281, ending_node_code:None, other_references:None, notes:None
1839 | 12515 | S2N | ON | Ontario | HONI | 1 | ac | 28 | 17.284 | 68.7 | 42.407 | 115 | [6 empty] | 3 | 98 | 108 |  | ON_SNS_TSS |  | ON_WAN_JCT |  | circuit_id:281, owner:281, planning_rgn:None, num_of_circuits:None, current:None, line_segment_length_km:6, line_segment_length_mi:6, line_length_km:6, line_length_mi:6, voltage:6, reactance:24, smax:25, sum_ampacity:None, win_ampacity:None, sum_rating:None, win_rating:None, power_factor:None, win_capacity:23, starting_node_code:None, ending_node_name:281, ending_node_code:None, other_references:None, notes:None
1840 | 12516 | S2N | ON | Ontario | HONI | 3 | ac | 2.3 | 1.42 | 68.7 | 42.407 | 115 | [6 empty] | 3 | 98 | 108 |  | ON_WAN_JCT |  | ON_WAN_DSS |  | circuit_id:281, owner:281, planning_rgn:None, num_of_circuits:None, current:None, line_segment_length_km:6, line_segment_length_mi:6, line_length_km:6, line_length_mi:6, voltage:6, reactance:24, smax:25, sum_ampacity:None, win_ampacity:None, sum_rating:None, win_rating:None, power_factor:None, win_capacity:23, starting_node_code:None, ending_node_name:281, ending_node_code:None, other_references:None, notes:None
1841 | 12517 | S2N | ON | Ontario | HONI | 1 | ac | 12.5 | 7.716 | 68.7 | 42.407 | 115 | [6 empty] | 3 | 98 | 108 |  | ON_WAN_JCT |  | ON_ENN_JCT |  | circuit_id:281, owner:281, planning_rgn:None, num_of_circuits:None, current:None, line_segment_length_km:6, line_segment_length_mi:6, line_length_km:6, line_length_mi:6, voltage:6, reactance:24, smax:25, sum_ampacity:None, win_ampacity:None, sum_rating:None, win_rating:None, power_factor:None, win_capacity:23, starting_node_code:None, ending_node_name:281, ending_node_code:None, other_references:None, notes:None
1842 | 12518 | S2N | ON | Ontario | HONI | 1 | ac | 0.1 | 0.062 | 68.7 | 42.407 | 115 | [6 empty] | 3 | 98 | 108 |  | ON_ENN_JCT |  | ON_FRJ_DSS |  | circuit_id:281, owner:281, planning_rgn:None, num_of_circuits:None, current:None, line_segment_length_km:6, line_segment_length_mi:6, line_length_km:6, line_length_mi:6, voltage:6, reactance:24, smax:25, sum_ampacity:None, win_ampacity:None, sum_rating:None, win_rating:None, power_factor:None, win_capacity:23, starting_node_code:None, ending_node_name:281, ending_node_code:None, other_references:None, notes:None
1843 | 12519 | S2N | ON | Ontario | HONI | 1 | ac | 12.5 | 7.716 | 68.7 | 42.407 | 115 | [6 empty] | 3 | 98 | 108 |  | ON_ENN_JCT |  | ON_KER_JCT |  | circuit_id:281, owner:281, planning_rgn:None, num_of_circuits:None, current:None, line_segment_length_km:6, line_segment_length_mi:6, line_length_km:6, line_length_mi:6, voltage:6, reactance:24, smax:25, sum_ampacity:None, win_ampacity:None, sum_rating:None, win_rating:None, power_factor:None, win_capacity:23, starting_node_code:None, ending_node_name:281, ending_node_code:None, other_references:None, notes:None
1844 | 12520 | S2N | ON | Ontario | HONI | 1 | ac | 0.1 | 0.062 | 68.7 | 42.407 | 115 | [6 empty] | 3 | 98 | 108 |  | ON_KER_JCT |  | ON_SCP_ISS |  | circuit_id:281, owner:281, planning_rgn:None, num_of_circuits:None, current:None, line_segment_length_km:6, line_segment_length_mi:6, line_length_km:6, line_length_mi:6, voltage:6, reactance:24, smax:25, sum_ampacity:None, win_ampacity:None, sum_rating:None, win_rating:None, power_factor:None, win_capacity:23, starting_node_code:None, ending_node_name:281, ending_node_code:None, other_references:None, notes:None
1845 | 12521 | S2N | ON | Ontario | HONI | 1 | ac | 2 | 1.235 | 68.7 | 42.407 | 115 | [6 empty] | 3 | 98 | 108 |  | ON_KER_JCT |  | ON_ADE_JCT |  | circuit_id:281, owner:281, planning_rgn:None, num_of_circuits:None, current:None, line_segment_length_km:6, line_segment_length_mi:6, line_length_km:6, line_length_mi:6, voltage:6, reactance:24, smax:25, sum_ampacity:None, win_ampacity:None, sum_rating:None, win_rating:None, power_factor:None, win_capacity:23, starting_node_code:None, ending_node_name:281, ending_node_code:None, other_references:None, notes:None
1846 | 12522 | S2N | ON | Ontario | HONI | 1 | ac | 1 | 0.617 | 68.7 | 42.407 | 115 | [6 empty] | 3 | 98 | 108 |  | ON_ADE_JCT |  | ON_LND_JCT |  | circuit_id:281, owner:281, planning_rgn:None, num_of_circuits:None, current:None, line_segment_length_km:6, line_segment_length_mi:6, line_length_km:6, line_length_mi:6, voltage:6, reactance:24, smax:25, sum_ampacity:None, win_ampacity:None, sum_rating:None, win_rating:None, power_factor:None, win_capacity:23, starting_node_code:None, ending_node_name:281, ending_node_code:None, other_references:None, notes:None
1847 | 12523 | S2N | ON | Ontario | HONI | 1 | ac | 0.1 | 0.062 | 68.7 | 42.407 | 115 | [6 empty] | 3 | 98 | 108 |  | ON_LND_JCT |  | ON_LND_GSS |  | circuit_id:281, owner:281, planning_rgn:None, num_of_circuits:None, current:None, line_segment_length_km:6, line_segment_length_mi:6, line_length_km:6, line_length_mi:6, voltage:6, reactance:24, smax:25, sum_ampacity:None, win_ampacity:None, sum_rating:None, win_rating:None, power_factor:None, win_capacity:23, starting_node_code:None, ending_node_name:281, ending_node_code:None, other_references:None, notes:None
1848 | 12524 | S2N | ON | Ontario | HONI | 1 | ac | 0.1 | 0.062 | 68.7 | 42.407 | 115 | [6 empty] | 3 | 98 | 108 |  | ON_LND_JCT |  | ON_ENK_ISS |  | circuit_id:281, owner:281, planning_rgn:None, num_of_circuits:None, current:None, line_segment_length_km:6, line_segment_length_mi:6, line_length_km:6, line_length_mi:6, voltage:6, reactance:24, smax:25, sum_ampacity:None, win_ampacity:None, sum_rating:None, win_rating:None, power_factor:None, win_capacity:23, starting_node_code:None, ending_node_name:281, ending_node_code:None, other_references:None, notes:None
1849 | 12525 | S2N | ON | Ontario | HONI | 1 | ac | 5 | 3.086 | 68.7 | 42.407 | 115 | [6 empty] | 3 | 98 | 108 |  | ON_ADE_JCT |  | ON_SYD_JCT |  | circuit_id:281, owner:281, planning_rgn:None, num_of_circuits:None, current:None, line_segment_length_km:6, line_segment_length_mi:6, line_length_km:6, line_length_mi:6, voltage:6, reactance:24, smax:25, sum_ampacity:None, win_ampacity:None, sum_rating:None, win_rating:None, power_factor:None, win_capacity:23, starting_node_code:None, ending_node_name:281, ending_node_code:None, other_references:None, notes:None
1850 | 12526 | S2N | ON | Ontario | HONI | 1 | ac | 5 | 3.086 | 68.7 | 42.407 | 115 | [6 empty] | 3 | 98 | 108 |  | ON_SYD_JCT |  | ON_SRY_DSS |  | circuit_id:281, owner:281, planning_rgn:None, num_of_circuits:None, current:None, line_segment_length_km:7, line_segment_length_mi:7, line_length_km:7, line_length_mi:7, voltage:7, reactance:24, smax:25, sum_ampacity:None, win_ampacity:None, sum_rating:None, win_rating:None, power_factor:None, win_capacity:23, starting_node_code:None, ending_node_name:281, ending_node_code:None, other_references:None, notes:None
1851 | 12527 | S2S | ON | Ontario | HONI | 1 | ac | 45 | 27.778 | 73 | 45.062 | 115 | [6 empty] | 3 | 98 | 108 |  | ON_MEA_DSS |  | ON_STY_DSS |  | circuit_id:281, owner:281, planning_rgn:None, num_of_circuits:None, current:None, line_segment_length_km:6, line_segment_length_mi:6, line_length_km:6, line_length_mi:6, voltage:6, reactance:24, smax:25, sum_ampacity:None, win_ampacity:None, sum_rating:None, win_rating:None, power_factor:None, win_capacity:23, starting_node_code:None, ending_node_name:281, ending_node_code:None, other_references:None, notes:None
1852 | 12528 | S2S | ON | Ontario | HONI | 1 | ac | 28 | 17.284 | 73 | 45.062 | 115 | [6 empty] | 3 | 98 | 108 |  | ON_OWS_DSS |  | ON_MEA_DSS |  | circuit_id:281, owner:281, planning_rgn:None, num_of_circuits:None, current:None, line_segment_length_km:6, line_segment_length_mi:6, line_length_km:6, line_length_mi:6, voltage:6, reactance:24, smax:25, sum_ampacity:None, win_ampacity:None, sum_rating:None, win_rating:None, power_factor:None, win_capacity:23, starting_node_code:None, ending_node_name:281, ending_node_code:None, other_references:None, notes:None
1853 | 12529 | S30L | ON | Ontario | HONI | 1 | ac | 3 | 1.852 | 3 | 1.852 | 230 | [6 empty] | 3 | 402 | 435 |  | ON_SAU_JCT |  | ON_STL_DSS |  | circuit_id:281, owner:281, planning_rgn:None, num_of_circuits:None, current:None, line_segment_length_km:6, line_segment_length_mi:6, line_length_km:6, line_length_mi:6, voltage:6, reactance:24, smax:25, sum_ampacity:None, win_ampacity:None, sum_rating:None, win_rating:None, power_factor:None, win_capacity:23, starting_node_code:None, ending_node_name:281, ending_node_code:None, other_references:None, notes:None
1854 | 12530 | S32L | ON | Ontario | HONI | 1 | ac | 3 | 1.852 | 3 | 1.852 | 230 | [6 empty] | 3 | 402 | 435 |  | ON_SAU_JCT |  | ON_STL_DSS |  | circuit_id:281, owner:281, planning_rgn:None, num_of_circuits:None, current:None, line_segment_length_km:6, line_segment_length_mi:6, line_length_km:6, line_length_mi:6, voltage:6, reactance:24, smax:25, sum_ampacity:None, win_ampacity:None, sum_rating:None, win_rating:None, power_factor:None, win_capacity:23, starting_node_code:None, ending_node_name:281, ending_node_code:None, other_references:None, notes:None
1855 | 12531 | S39M | ON | Ontario | HONI | 1 | ac | 28 | 17.284 | 40.3 | 24.877 | 230 | [6 empty] | 3 | 402 | 435 |  | ON_SUM_SWS |  | ON_CAL_JCT |  | circuit_id:281, owner:281, planning_rgn:None, num_of_circuits:None, current:None, line_segment_length_km:7, line_segment_length_mi:7, line_length_km:7, line_length_mi:7, voltage:7, reactance:24, smax:25, sum_ampacity:None, win_ampacity:None, sum_rating:None, win_rating:None, power_factor:None, win_capacity:23, starting_node_code:None, ending_node_name:281, ending_node_code:None, other_references:None, notes:None
1856 | 12532 | S39M | ON | Ontario | HONI | 1 | ac | 0.1 | 0.062 | 40.3 | 24.877 | 230 | [6 empty] | 3 | 402 | 435 |  | ON_CAL_JCT |  | ON_CAL_DSS |  | circuit_id:281, owner:281, planning_rgn:None, num_of_circuits:None, current:None, line_segment_length_km:7, line_segment_length_mi:7, line_length_km:7, line_length_mi:7, voltage:7, reactance:24, smax:25, sum_ampacity:None, win_ampacity:None, sum_rating:None, win_rating:None, power_factor:None, win_capacity:23, starting_node_code:None, ending_node_name:281, ending_node_code:None, other_references:None, notes:None
1857 | 12533 | S39M | ON | Ontario | HONI | 1 | ac | 12.2 | 7.531 | 40.3 | 24.877 | 230 | [6 empty] | 3 | 402 | 435 |  | ON_CAL_JCT |  | ON_MPT_TSS |  | circuit_id:281, owner:281, planning_rgn:None, num_of_circuits:None, current:None, line_segment_length_km:7, line_segment_length_mi:7, line_length_km:7, line_length_mi:7, voltage:7, reactance:24, smax:25, sum_ampacity:None, win_ampacity:None, sum_rating:None, win_rating:None, power_factor:None, win_capacity:23, starting_node_code:None, ending_node_name:281, ending_node_code:None, other_references:None, notes:None
1858 | 12534 | S3S | ON | Ontario | HONI | 1 | ac | 1 | 0.617 | 1.1 | 0.679 | 115 | [6 empty] | 3 | 98 | 108 |  | ON_KAP_JCT |  | ON_TMB_GSS |  | circuit_id:281, owner:281, planning_rgn:None, num_of_circuits:None, current:None, line_segment_length_km:6, line_segment_length_mi:6, line_length_km:6, line_length_mi:6, voltage:6, reactance:24, smax:25, sum_ampacity:None, win_ampacity:None, sum_rating:None, win_rating:None, power_factor:None, win_capacity:23, starting_node_code:None, ending_node_name:281, ending_node_code:None, other_references:None, notes:None
1859 | 12535 | S3S | ON | Ontario | HONI | 1 | ac | 0.1 | 0.062 | 1.1 | 0.679 | 115 | [6 empty] | 3 | 98 | 108 |  | ON_S3S_JCT |  | ON_KAP_JCT |  | circuit_id:281, owner:281, planning_rgn:None, num_of_circuits:None, current:None, line_segment_length_km:6, line_segment_length_mi:6, line_length_km:6, line_length_mi:6, voltage:6, reactance:24, smax:25, sum_ampacity:None, win_ampacity:None, sum_rating:None, win_rating:None, power_factor:None, win_capacity:23, starting_node_code:None, ending_node_name:281, ending_node_code:None, other_references:None, notes:None
1860 | 12536 | S47C | ON | Ontario | HONI | 1 | ac | 24 | 14.815 | 39 | 24.074 | 230 | [6 empty] | 3 | 402 | 435 |  | ON_SPC_SWS |  | ON_ERI_JCT |  | circuit_id:281, owner:281, planning_rgn:None, num_of_circuits:None, current:None, line_segment_length_km:6, line_segment_length_mi:6, line_length_km:6, line_length_mi:6, voltage:6, reactance:24, smax:25, sum_ampacity:None, win_ampacity:None, sum_rating:None, win_rating:None, power_factor:None, win_capacity:23, starting_node_code:None, ending_node_name:281, ending_node_code:None, other_references:None, notes:None
1861 | 12537 | S47C | ON | Ontario | HONI | 1 | ac | 5 | 3.086 | 39 | 24.074 | 230 | [6 empty] | 3 | 402 | 435 |  | ON_ERI_JCT |  | ON_ERI_GSS |  | circuit_id:281, owner:281, planning_rgn:None, num_of_circuits:None, current:None, line_segment_length_km:6, line_segment_length_mi:6, line_length_km:6, line_length_mi:6, voltage:6, reactance:24, smax:25, sum_ampacity:None, win_ampacity:None, sum_rating:None, win_rating:None, power_factor:None, win_capacity:23, starting_node_code:None, ending_node_name:281, ending_node_code:None, other_references:None, notes:None
1862 | 12538 | S47C | ON | Ontario | HONI | 1 | ac | 10 | 6.173 | 39 | 24.074 | 230 | [6 empty] | 3 | 402 | 435 |  | ON_ERI_JCT |  | ON_CHT_SWS |  | circuit_id:281, owner:281, planning_rgn:None, num_of_circuits:None, current:None, line_segment_length_km:6, line_segment_length_mi:6, line_length_km:6, line_length_mi:6, voltage:6, reactance:24, smax:25, sum_ampacity:None, win_ampacity:None, sum_rating:None, win_rating:None, power_factor:None, win_capacity:23, starting_node_code:None, ending_node_name:281, ending_node_code:None, other_references:None, notes:None
1863 | 12539 | S4S | ON | Ontario | HONI | 1 | ac | 1 | 0.617 | 1.1 | 0.679 | 115 | [6 empty] | 3 | 98 | 108 |  | ON_KAP_JCT |  | ON_TMB_GSS |  | circuit_id:281, owner:281, planning_rgn:None, num_of_circuits:None, current:None, line_segment_length_km:6, line_segment_length_mi:6, line_length_km:6, line_length_mi:6, voltage:6, reactance:24, smax:25, sum_ampacity:None, win_ampacity:None, sum_rating:None, win_rating:None, power_factor:None, win_capacity:23, starting_node_code:None, ending_node_name:281, ending_node_code:None, other_references:None, notes:None
1864 | 12540 | S4S | ON | Ontario | HONI | 1 | ac | 0.1 | 0.062 | 1.1 | 0.679 | 115 | [6 empty] | 3 | 98 | 108 |  | ON_S3S_JCT |  | ON_KAP_JCT |  | circuit_id:281, owner:281, planning_rgn:None, num_of_circuits:None, current:None, line_segment_length_km:6, line_segment_length_mi:6, line_length_km:6, line_length_mi:6, voltage:6, reactance:24, smax:25, sum_ampacity:None, win_ampacity:None, sum_rating:None, win_rating:None, power_factor:None, win_capacity:23, starting_node_code:None, ending_node_name:281, ending_node_code:None, other_references:None, notes:None
1865 | 12541 | S5M | ON | Ontario | HONI | 1 | ac | 2 | 1.235 | 61.9 | 38.21 | 115 | [6 empty] | 3 | 98 | 108 |  | ON_DNC_JCT |  | ON_MCC_JCT |  | circuit_id:281, owner:281, planning_rgn:None, num_of_circuits:None, current:None, line_segment_length_km:7, line_segment_length_mi:7, line_length_km:7, line_length_mi:7, voltage:7, reactance:24, smax:25, sum_ampacity:None, win_ampacity:None, sum_rating:None, win_rating:None, power_factor:None, win_capacity:23, starting_node_code:None, ending_node_name:281, ending_node_code:None, other_references:None, notes:None
1866 | 12542 | S5M | ON | Ontario | HONI | 1 | ac | 6 | 3.704 | 61.9 | 38.21 | 115 | [6 empty] | 3 | 98 | 108 |  | ON_MTD_DSS |  | ON_DNC_JCT |  | circuit_id:281, owner:281, planning_rgn:None, num_of_circuits:None, current:None, line_segment_length_km:7, line_segment_length_mi:7, line_length_km:7, line_length_mi:7, voltage:7, reactance:24, smax:25, sum_ampacity:None, win_ampacity:None, sum_rating:None, win_rating:None, power_factor:None, win_capacity:23, starting_node_code:None, ending_node_name:281, ending_node_code:None, other_references:None, notes:None
1867 | 12543 | S5M | ON | Ontario | HONI | 1 | ac | 7.9 | 4.877 | 61.9 | 38.21 | 115 | [6 empty] | 3 | 98 | 108 |  | ON_MCC_JCT |  | ON_ONP_JCT |  | circuit_id:281, owner:281, planning_rgn:None, num_of_circuits:None, current:None, line_segment_length_km:7, line_segment_length_mi:7, line_length_km:7, line_length_mi:7, voltage:7, reactance:24, smax:25, sum_ampacity:None, win_ampacity:None, sum_rating:None, win_rating:None, power_factor:None, win_capacity:23, starting_node_code:None, ending_node_name:281, ending_node_code:None, other_references:None, notes:None
1868 | 12544 | S5M | ON | Ontario | HONI | 1 | ac | 2 | 1.235 | 61.9 | 38.21 | 115 | [6 empty] | 3 | 98 | 108 |  | ON_MCC_JCT |  | ON_TLS_ISS |  | circuit_id:281, owner:281, planning_rgn:None, num_of_circuits:None, current:None, line_segment_length_km:6, line_segment_length_mi:6, line_length_km:6, line_length_mi:6, voltage:6, reactance:24, smax:25, sum_ampacity:None, win_ampacity:None, sum_rating:None, win_rating:None, power_factor:None, win_capacity:23, starting_node_code:None, ending_node_name:281, ending_node_code:None, other_references:None, notes:None
1869 | 12545 | S5M | ON | Ontario | HONI | 1 | ac | 4 | 2.469 | 61.9 | 38.21 | 115 | [6 empty] | 3 | 98 | 108 |  | ON_NIC_JCT |  | ON_LCH_DSS |  | circuit_id:281, owner:281, planning_rgn:None, num_of_circuits:None, current:None, line_segment_length_km:6, line_segment_length_mi:6, line_length_km:6, line_length_mi:6, voltage:6, reactance:24, smax:25, sum_ampacity:None, win_ampacity:None, sum_rating:None, win_rating:None, power_factor:None, win_capacity:23, starting_node_code:None, ending_node_name:281, ending_node_code:None, other_references:None, notes:None
1870 | 12546 | S5M | ON | Ontario | HONI | 1 | ac | 10 | 6.173 | 61.9 | 38.21 | 115 | [6 empty] | 3 | 98 | 108 |  | ON_ONP_JCT |  | ON_NIC_JCT |  | circuit_id:281, owner:281, planning_rgn:None, num_of_circuits:None, current:None, line_segment_length_km:6, line_segment_length_mi:6, line_length_km:6, line_length_mi:6, voltage:6, reactance:24, smax:25, sum_ampacity:None, win_ampacity:None, sum_rating:None, win_rating:None, power_factor:None, win_capacity:23, starting_node_code:None, ending_node_name:281, ending_node_code:None, other_references:None, notes:None
1871 | 12547 | S5M | ON | Ontario | HONI | 1 | ac | 30 | 18.519 | 61.9 | 38.21 | 115 | [6 empty] | 3 | 98 | 108 |  | ON_ONP_JCT |  | ON_OAM_ISS |  | circuit_id:281, owner:281, planning_rgn:None, num_of_circuits:None, current:None, line_segment_length_km:6, line_segment_length_mi:6, line_length_km:6, line_length_mi:6, voltage:6, reactance:24, smax:25, sum_ampacity:None, win_ampacity:None, sum_rating:None, win_rating:None, power_factor:None, win_capacity:23, starting_node_code:None, ending_node_name:281, ending_node_code:None, other_references:None, notes:None
1872 | 12548 | S6F | ON | Ontario | HONI | 1 | ac | 2.4 | 1.481 | 11.1 | 6.852 | 115 | [6 empty] | 3 | 98 | 108 |  | ON_FLB_JCT |  | ON_FL6_JCT |  | circuit_id:281, owner:281, planning_rgn:None, num_of_circuits:None, current:None, line_segment_length_km:7, line_segment_length_mi:7, line_length_km:7, line_length_mi:7, voltage:7, reactance:24, smax:25, sum_ampacity:None, win_ampacity:None, sum_rating:None, win_rating:None, power_factor:None, win_capacity:23, starting_node_code:None, ending_node_name:281, ending_node_code:None, other_references:None, notes:None
1873 | 12549 | S6F | ON | Ontario | HONI | 1 | ac | 8.7 | 5.37 | 11.1 | 6.852 | 115 | [6 empty] | 3 | 98 | 108 |  | ON_MTD_DSS |  | ON_FLB_JCT |  | circuit_id:281, owner:281, planning_rgn:None, num_of_circuits:None, current:None, line_segment_length_km:7, line_segment_length_mi:7, line_length_km:7, line_length_mi:7, voltage:7, reactance:24, smax:25, sum_ampacity:None, win_ampacity:None, sum_rating:None, win_rating:None, power_factor:None, win_capacity:23, starting_node_code:None, ending_node_name:281, ending_node_code:None, other_references:None, notes:None
1874 | 12550 | S6N | ON | Ontario | HONI | 1 | ac | 11 | 6.79 | 11 | 6.79 | 115 | [6 empty] | 3 | 98 | 108 |  | ON_SBY_JCT |  | ON_NAP_DSS |  | circuit_id:281, owner:281, planning_rgn:None, num_of_circuits:None, current:None, line_segment_length_km:6, line_segment_length_mi:6, line_length_km:6, line_length_mi:6, voltage:6, reactance:24, smax:25, sum_ampacity:None, win_ampacity:None, sum_rating:None, win_rating:None, power_factor:None, win_capacity:23, starting_node_code:None, ending_node_name:281, ending_node_code:None, other_references:None, notes:None
1875 | 12551 | S7M | ON | Ontario | HONI | 1 | ac | 0.1 | 0.062 | 50.9 | 31.42 | 115 | [6 empty] | 3 | 98 | 108 |  | ON_SOM_SWS |  | ON_MCW_JCT |  | circuit_id:281, owner:281, planning_rgn:None, num_of_circuits:None, current:None, line_segment_length_km:7, line_segment_length_mi:7, line_length_km:7, line_length_mi:7, voltage:7, reactance:24, smax:25, sum_ampacity:None, win_ampacity:None, sum_rating:None, win_rating:None, power_factor:None, win_capacity:23, starting_node_code:None, ending_node_name:281, ending_node_code:None, other_references:None, notes:None
1876 | 12552 | S7M | ON | Ontario | HONI | 1 | ac | 0.1 | 0.062 | 50.9 | 31.42 | 115 | [6 empty] | 3 | 98 | 108 |  | ON_MCW_JCT |  | ON_MCW_DSS |  | circuit_id:281, owner:281, planning_rgn:None, num_of_circuits:None, current:None, line_segment_length_km:7, line_segment_length_mi:7, line_length_km:7, line_length_mi:7, voltage:7, reactance:24, smax:25, sum_ampacity:None, win_ampacity:None, sum_rating:None, win_rating:None, power_factor:None, win_capacity:23, starting_node_code:None, ending_node_name:281, ending_node_code:None, other_references:None, notes:None
1877 | 12553 | S7M | ON | Ontario | HONI | 1 | ac | 5.6 | 3.457 | 50.9 | 31.42 | 115 | [6 empty] | 3 | 98 | 108 |  | ON_MCW_JCT |  | ON_BRI_JCT |  | circuit_id:281, owner:281, planning_rgn:None, num_of_circuits:None, current:None, line_segment_length_km:7, line_segment_length_mi:7, line_length_km:7, line_length_mi:7, voltage:7, reactance:24, smax:25, sum_ampacity:None, win_ampacity:None, sum_rating:None, win_rating:None, power_factor:None, win_capacity:23, starting_node_code:None, ending_node_name:281, ending_node_code:None, other_references:None, notes:None
1878 | 12554 | S7M | ON | Ontario | HONI | 1 | ac | 0.1 | 0.062 | 50.9 | 31.42 | 115 | [6 empty] | 3 | 98 | 108 |  | ON_BRI_JCT |  | ON_BRI_DSS |  | circuit_id:281, owner:281, planning_rgn:None, num_of_circuits:None, current:None, line_segment_length_km:7, line_segment_length_mi:7, line_length_km:7, line_length_mi:7, voltage:7, reactance:24, smax:25, sum_ampacity:None, win_ampacity:None, sum_rating:None, win_rating:None, power_factor:None, win_capacity:23, starting_node_code:None, ending_node_name:281, ending_node_code:None, other_references:None, notes:None
1879 | 12555 | S7M | ON | Ontario | HONI | 1 | ac | 5.3 | 3.272 | 50.9 | 31.42 | 115 | [6 empty] | 3 | 98 | 108 |  | ON_BRI_JCT |  | ON_X52_JCT |  | circuit_id:281, owner:281, planning_rgn:None, num_of_circuits:None, current:None, line_segment_length_km:7, line_segment_length_mi:7, line_length_km:7, line_length_mi:7, voltage:7, reactance:24, smax:25, sum_ampacity:None, win_ampacity:None, sum_rating:None, win_rating:None, power_factor:None, win_capacity:23, starting_node_code:None, ending_node_name:281, ending_node_code:None, other_references:None, notes:None
1880 | 12556 | S7M | ON | Ontario | HONI | 1 | ac | 2.4 | 1.481 | 50.9 | 31.42 | 115 | [6 empty] | 3 | 98 | 108 |  | ON_X52_JCT |  | ON_DID_JCT |  | circuit_id:281, owner:281, planning_rgn:None, num_of_circuits:None, current:None, line_segment_length_km:7, line_segment_length_mi:7, line_length_km:7, line_length_mi:7, voltage:7, reactance:24, smax:25, sum_ampacity:None, win_ampacity:None, sum_rating:None, win_rating:None, power_factor:None, win_capacity:23, starting_node_code:None, ending_node_name:281, ending_node_code:None, other_references:None, notes:None
1881 | 12557 | S7M | ON | Ontario | HONI | 1 | ac | 5.3 | 3.272 | 50.9 | 31.42 | 115 | [6 empty] | 3 | 98 | 108 |  | ON_X52_JCT |  | ON_S7M_JCT |  | circuit_id:281, owner:281, planning_rgn:None, num_of_circuits:None, current:None, line_segment_length_km:7, line_segment_length_mi:7, line_length_km:7, line_length_mi:7, voltage:7, reactance:24, smax:25, sum_ampacity:None, win_ampacity:None, sum_rating:None, win_rating:None, power_factor:None, win_capacity:23, starting_node_code:None, ending_node_name:281, ending_node_code:None, other_references:None, notes:None
1882 | 12558 | S7M | ON | Ontario | HONI | 1 | ac | 5 | 3.086 | 50.9 | 31.42 | 115 | [6 empty] | 3 | 98 | 108 |  | ON_S7M_JCT |  | ON_MER_TSS |  | circuit_id:281, owner:281, planning_rgn:None, num_of_circuits:None, current:None, line_segment_length_km:7, line_segment_length_mi:7, line_length_km:7, line_length_mi:7, voltage:7, reactance:24, smax:25, sum_ampacity:None, win_ampacity:None, sum_rating:None, win_rating:None, power_factor:None, win_capacity:23, starting_node_code:None, ending_node_name:281, ending_node_code:None, other_references:None, notes:None
1883 | 12559 | S7M | ON | Ontario | HONI | 1 | ac | 0.1 | 0.062 | 50.9 | 31.42 | 115 | [6 empty] | 3 | 98 | 108 |  | ON_S7M_JCT |  | ON_S7R_JCT |  | circuit_id:281, owner:281, planning_rgn:None, num_of_circuits:None, current:None, line_segment_length_km:7, line_segment_length_mi:7, line_length_km:7, line_length_mi:7, voltage:7, reactance:24, smax:25, sum_ampacity:None, win_ampacity:None, sum_rating:None, win_rating:None, power_factor:None, win_capacity:23, starting_node_code:None, ending_node_name:281, ending_node_code:None, other_references:None, notes:None
1884 | 12560 | S7M | ON | Ontario | HONI | 1 | ac | 4.7 | 2.901 | 50.9 | 31.42 | 115 | [6 empty] | 3 | 98 | 108 |  | ON_S7R_JCT |  | ON_FLF_JCT |  | circuit_id:281, owner:281, planning_rgn:None, num_of_circuits:None, current:None, line_segment_length_km:7, line_segment_length_mi:7, line_length_km:7, line_length_mi:7, voltage:7, reactance:24, smax:25, sum_ampacity:None, win_ampacity:None, sum_rating:None, win_rating:None, power_factor:None, win_capacity:23, starting_node_code:None, ending_node_name:281, ending_node_code:None, other_references:None, notes:None
1885 | 12561 | S7M | ON | Ontario | HONI | 1 | ac | 6.1 | 3.765 | 50.9 | 31.42 | 115 | [6 empty] | 3 | 98 | 108 |  | ON_S7R_JCT |  | ON_MDL_JCT |  | circuit_id:281, owner:281, planning_rgn:None, num_of_circuits:None, current:None, line_segment_length_km:7, line_segment_length_mi:7, line_length_km:7, line_length_mi:7, voltage:7, reactance:24, smax:25, sum_ampacity:None, win_ampacity:None, sum_rating:None, win_rating:None, power_factor:None, win_capacity:23, starting_node_code:None, ending_node_name:281, ending_node_code:None, other_references:None, notes:None
1886 | 12562 | S7M | ON | Ontario | HONI | 1 | ac | 0.1 | 0.062 | 50.9 | 31.42 | 115 | [6 empty] | 3 | 98 | 108 |  | ON_FLF_JCT |  | ON_FLF_DSS |  | circuit_id:281, owner:281, planning_rgn:None, num_of_circuits:None, current:None, line_segment_length_km:7, line_segment_length_mi:7, line_length_km:7, line_length_mi:7, voltage:7, reactance:24, smax:25, sum_ampacity:None, win_ampacity:None, sum_rating:None, win_rating:None, power_factor:None, win_capacity:23, starting_node_code:None, ending_node_name:281, ending_node_code:None, other_references:None, notes:None
1887 | 12563 | S7M | ON | Ontario | HONI | 1 | ac | 2.7 | 1.667 | 50.9 | 31.42 | 115 | [6 empty] | 3 | 98 | 108 |  | ON_FLF_JCT |  | ON_MTK_JCT |  | circuit_id:281, owner:281, planning_rgn:None, num_of_circuits:None, current:None, line_segment_length_km:7, line_segment_length_mi:7, line_length_km:7, line_length_mi:7, voltage:7, reactance:24, smax:25, sum_ampacity:None, win_ampacity:None, sum_rating:None, win_rating:None, power_factor:None, win_capacity:23, starting_node_code:None, ending_node_name:281, ending_node_code:None, other_references:None, notes:None
1888 | 12564 | S7M | ON | Ontario | HONI | 1 | ac | 8.1 | 5 | 50.9 | 31.42 | 115 | [6 empty] | 3 | 98 | 108 |  | ON_MTK_JCT |  | ON_MTK_DSS |  | circuit_id:281, owner:281, planning_rgn:None, num_of_circuits:None, current:None, line_segment_length_km:7, line_segment_length_mi:7, line_length_km:7, line_length_mi:7, voltage:7, reactance:24, smax:25, sum_ampacity:None, win_ampacity:None, sum_rating:None, win_rating:None, power_factor:None, win_capacity:23, starting_node_code:None, ending_node_name:281, ending_node_code:None, other_references:None, notes:None
1889 | 12565 | S7M | ON | Ontario | HONI | 1 | ac | 5.2 | 3.21 | 50.9 | 31.42 | 115 | [6 empty] | 3 | 98 | 108 |  | ON_MTK_JCT |  | ON_RMD_DSS |  | circuit_id:281, owner:281, planning_rgn:None, num_of_circuits:None, current:None, line_segment_length_km:7, line_segment_length_mi:7, line_length_km:7, line_length_mi:7, voltage:7, reactance:24, smax:25, sum_ampacity:None, win_ampacity:None, sum_rating:None, win_rating:None, power_factor:None, win_capacity:23, starting_node_code:None, ending_node_name:281, ending_node_code:None, other_references:None, notes:None
1890 | 12566 | S7S | ON | Ontario | HONI | 1 | ac | 20 | 12.346 | 20 | 12.346 | 115 | [6 empty] | 3 | 98 | 108 |  | ON_DMD_DSS |  | ON_GRV_JCT |  | circuit_id:281, owner:281, planning_rgn:None, num_of_circuits:None, current:None, line_segment_length_km:6, line_segment_length_mi:6, line_length_km:6, line_length_mi:6, voltage:6, reactance:24, smax:25, sum_ampacity:None, win_ampacity:None, sum_rating:None, win_rating:None, power_factor:None, win_capacity:23, starting_node_code:None, ending_node_name:281, ending_node_code:None, other_references:None, notes:None
1891 | 12567 | SK1 | ON | Ontario | HONI | 1 | ac | 1 | 0.617 | 45.1 | 27.84 | 115 | [6 empty] | 3 | 98 | 108 |  | ON_FRG_JCT |  | ON_CWB_DSS |  | circuit_id:281, owner:281, planning_rgn:None, num_of_circuits:None, current:None, line_segment_length_km:6, line_segment_length_mi:6, line_length_km:6, line_length_mi:6, voltage:6, reactance:24, smax:25, sum_ampacity:None, win_ampacity:None, sum_rating:None, win_rating:None, power_factor:None, win_capacity:23, starting_node_code:None, ending_node_name:281, ending_node_code:None, other_references:None, notes:None
1892 | 12568 | SK1 | ON | Ontario | HONI | 1 | ac | 19 | 11.728 | 45.1 | 27.84 | 115 | [6 empty] | 3 | 98 | 108 |  | ON_FRG_JCT |  | PP_ONMB1_IPT |  | circuit_id:281, owner:281, planning_rgn:None, num_of_circuits:None, current:None, line_segment_length_km:7, line_segment_length_mi:7, line_length_km:7, line_length_mi:7, voltage:7, reactance:24, smax:25, sum_ampacity:None, win_ampacity:None, sum_rating:None, win_rating:None, power_factor:None, win_capacity:23, starting_node_code:None, ending_node_name:281, ending_node_code:None, other_references:None, notes:None
1893 | 12569 | SK1 | ON | Ontario | HONI | 1 | ac | 20 | 12.346 | 45.1 | 27.84 | 115 | [6 empty] | 3 | 98 | 108 |  | ON_KEE_JCT |  | ON_FRG_JCT |  | circuit_id:281, owner:281, planning_rgn:None, num_of_circuits:None, current:None, line_segment_length_km:6, line_segment_length_mi:6, line_length_km:6, line_length_mi:6, voltage:6, reactance:24, smax:25, sum_ampacity:None, win_ampacity:None, sum_rating:None, win_rating:None, power_factor:None, win_capacity:23, starting_node_code:None, ending_node_name:281, ending_node_code:None, other_references:None, notes:None
1894 | 12570 | SK1 | ON | Ontario | HONI | 1 | ac | 0.1 | 0.062 | 45.1 | 27.84 | 115 | [6 empty] | 3 | 98 | 108 |  | ON_KEE_JCT |  | ON_KEE_DSS |  | circuit_id:281, owner:281, planning_rgn:None, num_of_circuits:None, current:None, line_segment_length_km:6, line_segment_length_mi:6, line_length_km:6, line_length_mi:6, voltage:6, reactance:24, smax:25, sum_ampacity:None, win_ampacity:None, sum_rating:None, win_rating:None, power_factor:None, win_capacity:23, starting_node_code:None, ending_node_name:281, ending_node_code:None, other_references:None, notes:None
1895 | 12571 | SK1 | ON | Ontario | HONI | 1 | ac | 5 | 3.086 | 45.1 | 27.84 | 115 | [6 empty] | 3 | 98 | 108 |  | ON_RBL_SWS |  | ON_KEE_JCT |  | circuit_id:281, owner:281, planning_rgn:None, num_of_circuits:None, current:None, line_segment_length_km:6, line_segment_length_mi:6, line_length_km:6, line_length_mi:6, voltage:6, reactance:24, smax:25, sum_ampacity:None, win_ampacity:None, sum_rating:None, win_rating:None, power_factor:None, win_capacity:23, starting_node_code:None, ending_node_name:281, ending_node_code:None, other_references:None, notes:None
1896 | 12572 | SAULT3 | ON | Ontario | HONI | 1 | ac | 25 | 15.432 | 25 | 15.432 | 115 | [6 empty] | 3 | 98 | 108 |  | ON_BWA_DSS |  | ON_GLB_DSS | Also called "No.3 Sault" | circuit_id:None, owner:None, planning_rgn:None, num_of_circuits:None, current:None, line_segment_length_km:7, line_segment_length_mi:7, line_length_km:7, line_length_mi:7, voltage:7, reactance:24, smax:25, sum_ampacity:None, win_ampacity:None, sum_rating:None, win_rating:None, power_factor:None, win_capacity:23, starting_node_code:None, ending_node_name:281, ending_node_code:None, other_references:None, notes:None
1897 | 12573 | SAULT4 | ON | Ontario | HONI | 1 | ac | 35 | 21.605 | 35 | 21.605 | 115 | [6 empty] | 3 | 98 | 108 |  | ON_GLB_DSS |  | ON_TDL_DSS | Also called "No.3 Sault" | circuit_id:None, owner:None, planning_rgn:None, num_of_circuits:None, current:None, line_segment_length_km:7, line_segment_length_mi:7, line_length_km:7, line_length_mi:7, voltage:7, reactance:24, smax:25, sum_ampacity:None, win_ampacity:None, sum_rating:None, win_rating:None, power_factor:None, win_capacity:23, starting_node_code:None, ending_node_name:281, ending_node_code:None, other_references:None, notes:None
1898 | 12574 | SAULT5 | ON | Ontario | HONI | 1 | ac | 50 | 30.864 | 50 | 30.864 | 115 | [6 empty] | 3 | 98 | 108 |  | ON_MKY_DSS |  | ON_BWA_DSS | Also called "No.3 Sault" | circuit_id:None, owner:None, planning_rgn:None, num_of_circuits:None, current:None, line_segment_length_km:7, line_segment_length_mi:7, line_length_km:7, line_length_mi:7, voltage:7, reactance:24, smax:25, sum_ampacity:None, win_ampacity:None, sum_rating:None, win_rating:None, power_factor:None, win_capacity:23, starting_node_code:None, ending_node_name:281, ending_node_code:None, other_references:None, notes:None
1899 | 12575 | STEEPHL1 | ON | Ontario | HONI | 1 | ac | 5 | 3.086 | 26 | 16.049 | 115 | [6 empty] | 3 | 98 | 108 |  | ON_MGP_DSS |  | ON_WGM_JCT |  | circuit_id:None, owner:None, planning_rgn:None, num_of_circuits:None, current:None, line_segment_length_km:7, line_segment_length_mi:7, line_length_km:7, line_length_mi:7, voltage:7, reactance:24, smax:25, sum_ampacity:None, win_ampacity:None, sum_rating:None, win_rating:None, power_factor:None, win_capacity:23, starting_node_code:None, ending_node_name:281, ending_node_code:None, other_references:None, notes:None
1900 | 12576 | STEEPHL1 | ON | Ontario | HONI | 1 | ac | 1 | 0.617 | 26 | 16.049 | 115 | [6 empty] | 3 | 98 | 108 |  | ON_WGM_JCT |  | ON_WGM_ISS |  | circuit_id:None, owner:None, planning_rgn:None, num_of_circuits:None, current:None, line_segment_length_km:7, line_segment_length_mi:7, line_length_km:7, line_length_mi:7, voltage:7, reactance:24, smax:25, sum_ampacity:None, win_ampacity:None, sum_rating:None, win_rating:None, power_factor:None, win_capacity:23, starting_node_code:None, ending_node_name:281, ending_node_code:None, other_references:None, notes:None
1901 | 12577 | STEEPHL1 | ON | Ontario | HONI | 1 | ac | 20 | 12.346 | 26 | 16.049 | 115 | [6 empty] | 3 | 98 | 108 |  | ON_WGM_JCT |  | ON_SHF_GSS |  | circuit_id:None, owner:None, planning_rgn:None, num_of_circuits:None, current:None, line_segment_length_km:7, line_segment_length_mi:7, line_length_km:7, line_length_mi:7, voltage:7, reactance:24, smax:25, sum_ampacity:None, win_ampacity:None, sum_rating:None, win_rating:None, power_factor:None, win_capacity:23, starting_node_code:None, ending_node_name:281, ending_node_code:None, other_references:None, notes:None
1902 | 12578 | T11T | ON | Ontario | HONI | 1 | ac | 17 | 10.494 | 25 | 15.432 | 115 | [6 empty] | 3 | 98 | 108 |  | ON_STT_DSS |  | ON_LYO_JCT |  | circuit_id:281, owner:281, planning_rgn:None, num_of_circuits:None, current:None, line_segment_length_km:7, line_segment_length_mi:7, line_length_km:7, line_length_mi:7, voltage:7, reactance:24, smax:25, sum_ampacity:None, win_ampacity:None, sum_rating:None, win_rating:None, power_factor:None, win_capacity:23, starting_node_code:None, ending_node_name:281, ending_node_code:None, other_references:None, notes:None
1903 | 12579 | T11T | ON | Ontario | HONI | 1 | ac | 8 | 4.938 | 25 | 15.432 | 115 | [6 empty] | 3 | 98 | 108 |  | ON_LYO_JCT |  | ON_CRN_JCT |  | circuit_id:281, owner:281, planning_rgn:None, num_of_circuits:None, current:None, line_segment_length_km:7, line_segment_length_mi:7, line_length_km:7, line_length_mi:7, voltage:7, reactance:24, smax:25, sum_ampacity:None, win_ampacity:None, sum_rating:None, win_rating:None, power_factor:None, win_capacity:23, starting_node_code:None, ending_node_name:281, ending_node_code:None, other_references:None, notes:None
1904 | 12580 | T1B | ON | Ontario | HONI | 1 | ac | 15 | 9.259 | 65.3 | 40.309 | 115 | [6 empty] | 3 | 98 | 108 |  | ON_ALG_TSS |  | ON_STK_DSS |  | circuit_id:281, owner:281, planning_rgn:None, num_of_circuits:None, current:None, line_segment_length_km:6, line_segment_length_mi:6, line_length_km:6, line_length_mi:6, voltage:6, reactance:24, smax:25, sum_ampacity:None, win_ampacity:None, sum_rating:None, win_rating:None, power_factor:None, win_capacity:23, starting_node_code:None, ending_node_name:281, ending_node_code:None, other_references:None, notes:None
1905 | 12581 | T1B | ON | Ontario | HONI | 1 | ac | 5 | 3.086 | 65.3 | 40.309 | 115 | [6 empty] | 3 | 98 | 108 |  | ON_CBD_JCT |  | ON_NOS_DSS |  | circuit_id:281, owner:281, planning_rgn:None, num_of_circuits:None, current:None, line_segment_length_km:6, line_segment_length_mi:6, line_length_km:6, line_length_mi:6, voltage:6, reactance:24, smax:25, sum_ampacity:None, win_ampacity:None, sum_rating:None, win_rating:None, power_factor:None, win_capacity:23, starting_node_code:None, ending_node_name:281, ending_node_code:None, other_references:None, notes:None
1906 | 12582 | T1B | ON | Ontario | HONI | 1 | ac | 10 | 6.173 | 65.3 | 40.309 | 115 | [6 empty] | 3 | 98 | 108 |  | ON_CBD_JCT |  | ON_RRC_JCT |  | circuit_id:281, owner:281, planning_rgn:None, num_of_circuits:None, current:None, line_segment_length_km:6, line_segment_length_mi:6, line_length_km:6, line_length_mi:6, voltage:6, reactance:24, smax:25, sum_ampacity:None, win_ampacity:None, sum_rating:None, win_rating:None, power_factor:None, win_capacity:23, starting_node_code:None, ending_node_name:281, ending_node_code:None, other_references:None, notes:None
1907 | 12583 | T1B | ON | Ontario | HONI | 1 | ac | 0.1 | 0.062 | 65.3 | 40.309 | 115 | [6 empty] | 3 | 98 | 108 |  | ON_RRC_JCT |  | ON_RRC_GSS |  | circuit_id:281, owner:281, planning_rgn:None, num_of_circuits:None, current:None, line_segment_length_km:6, line_segment_length_mi:6, line_length_km:6, line_length_mi:6, voltage:6, reactance:24, smax:25, sum_ampacity:None, win_ampacity:None, sum_rating:None, win_rating:None, power_factor:None, win_capacity:23, starting_node_code:None, ending_node_name:281, ending_node_code:None, other_references:None, notes:None
1908 | 12584 | T1B | ON | Ontario | HONI | 1 | ac | 10 | 6.173 | 65.3 | 40.309 | 115 | [6 empty] | 3 | 98 | 108 |  | ON_RRC_JCT |  | ON_SOW_JCT |  | circuit_id:281, owner:281, planning_rgn:None, num_of_circuits:None, current:None, line_segment_length_km:6, line_segment_length_mi:6, line_length_km:6, line_length_mi:6, voltage:6, reactance:24, smax:25, sum_ampacity:None, win_ampacity:None, sum_rating:None, win_rating:None, power_factor:None, win_capacity:23, starting_node_code:None, ending_node_name:281, ending_node_code:None, other_references:None, notes:None
1909 | 12585 | T1B | ON | Ontario | HONI | 1 | ac | 0.1 | 0.062 | 65.3 | 40.309 | 115 | [6 empty] | 3 | 98 | 108 |  | ON_SOW_JCT |  | ON_SOW_DSS |  | circuit_id:281, owner:281, planning_rgn:None, num_of_circuits:None, current:None, line_segment_length_km:6, line_segment_length_mi:6, line_length_km:6, line_length_mi:6, voltage:6, reactance:24, smax:25, sum_ampacity:None, win_ampacity:None, sum_rating:None, win_rating:None, power_factor:None, win_capacity:23, starting_node_code:None, ending_node_name:281, ending_node_code:None, other_references:None, notes:None
1910 | 12586 | T1B | ON | Ontario | HONI | 1 | ac | 18 | 11.111 | 65.3 | 40.309 | 115 | [6 empty] | 3 | 98 | 108 |  | ON_SOW_JCT |  | ON_WHA_JCT |  | circuit_id:281, owner:281, planning_rgn:None, num_of_circuits:None, current:None, line_segment_length_km:6, line_segment_length_mi:6, line_length_km:6, line_length_mi:6, voltage:6, reactance:24, smax:25, sum_ampacity:None, win_ampacity:None, sum_rating:None, win_rating:None, power_factor:None, win_capacity:23, starting_node_code:None, ending_node_name:281, ending_node_code:None, other_references:None, notes:None
1911 | 12587 | T1B | ON | Ontario | HONI | 1 | ac | 5 | 3.086 | 65.3 | 40.309 | 115 | [6 empty] | 3 | 98 | 108 |  | ON_STK_DSS |  | ON_CBD_JCT |  | circuit_id:281, owner:281, planning_rgn:None, num_of_circuits:None, current:None, line_segment_length_km:6, line_segment_length_mi:6, line_length_km:6, line_length_mi:6, voltage:6, reactance:24, smax:25, sum_ampacity:None, win_ampacity:None, sum_rating:None, win_rating:None, power_factor:None, win_capacity:23, starting_node_code:None, ending_node_name:281, ending_node_code:None, other_references:None, notes:None
1912 | 12588 | T1B | ON | Ontario | HONI | 1 | ac | 0.1 | 0.062 | 65.3 | 40.309 | 115 | [6 empty] | 3 | 98 | 108 |  | ON_WHA_JCT |  | ON_WHA_DSS |  | circuit_id:281, owner:281, planning_rgn:None, num_of_circuits:None, current:None, line_segment_length_km:6, line_segment_length_mi:6, line_length_km:6, line_length_mi:6, voltage:6, reactance:24, smax:25, sum_ampacity:None, win_ampacity:None, sum_rating:None, win_rating:None, power_factor:None, win_capacity:23, starting_node_code:None, ending_node_name:281, ending_node_code:None, other_references:None, notes:None
1913 | 12589 | T1B | ON | Ontario | HONI | 1 | ac | 2 | 1.235 | 65.3 | 40.309 | 115 | [6 empty] | 3 | 98 | 108 |  | ON_WHA_JCT |  | ON_RNR_GSS |  | circuit_id:281, owner:281, planning_rgn:None, num_of_circuits:None, current:None, line_segment_length_km:6, line_segment_length_mi:6, line_length_km:6, line_length_mi:6, voltage:6, reactance:24, smax:25, sum_ampacity:None, win_ampacity:None, sum_rating:None, win_rating:None, power_factor:None, win_capacity:23, starting_node_code:None, ending_node_name:281, ending_node_code:None, other_references:None, notes:None
1914 | 12590 | T1M | ON | Ontario | HONI | 1 | ac | 50 | 30.864 | 56.7 | 35 | 115 | [6 empty] | 3 | 98 | 108 |  | ON_TRB_SWS |  | ON_ANG_JCT |  | circuit_id:281, owner:281, planning_rgn:None, num_of_circuits:None, current:None, line_segment_length_km:7, line_segment_length_mi:7, line_length_km:7, line_length_mi:7, voltage:7, reactance:24, smax:25, sum_ampacity:None, win_ampacity:None, sum_rating:None, win_rating:None, power_factor:None, win_capacity:23, starting_node_code:None, ending_node_name:281, ending_node_code:None, other_references:None, notes:None
1915 | 12591 | T1M | ON | Ontario | HONI | 1 | ac | 5.6 | 3.457 | 56.7 | 35 | 115 | [6 empty] | 3 | 98 | 108 |  | ON_ANG_JCT |  | ON_PIC_JCT |  | circuit_id:281, owner:281, planning_rgn:None, num_of_circuits:None, current:None, line_segment_length_km:7, line_segment_length_mi:7, line_length_km:7, line_length_mi:7, voltage:7, reactance:24, smax:25, sum_ampacity:None, win_ampacity:None, sum_rating:None, win_rating:None, power_factor:None, win_capacity:23, starting_node_code:None, ending_node_name:281, ending_node_code:None, other_references:None, notes:None
1916 | 12592 | T1M | ON | Ontario | HONI | 1 | ac | 0.5 | 0.309 | 56.7 | 35 | 115 | [6 empty] | 3 | 98 | 108 |  | ON_PIC_JCT |  | ON_MRT_JCT |  | circuit_id:281, owner:281, planning_rgn:None, num_of_circuits:None, current:None, line_segment_length_km:6, line_segment_length_mi:6, line_length_km:6, line_length_mi:6, voltage:6, reactance:24, smax:25, sum_ampacity:None, win_ampacity:None, sum_rating:None, win_rating:None, power_factor:None, win_capacity:23, starting_node_code:None, ending_node_name:281, ending_node_code:None, other_references:None, notes:None
1917 | 12593 | T1M | ON | Ontario | HONI | 1 | ac | 0.5 | 0.309 | 56.7 | 35 | 115 | [6 empty] | 3 | 98 | 108 |  | ON_PIC_JCT |  | ON_MRT_TSS |  | circuit_id:281, owner:281, planning_rgn:None, num_of_circuits:None, current:None, line_segment_length_km:6, line_segment_length_mi:6, line_length_km:6, line_length_mi:6, voltage:6, reactance:24, smax:25, sum_ampacity:None, win_ampacity:None, sum_rating:None, win_rating:None, power_factor:None, win_capacity:23, starting_node_code:None, ending_node_name:281, ending_node_code:None, other_references:None, notes:None
1918 | 12594 | T1M | ON | Ontario | HONI | 1 | ac | 0.1 | 0.062 | 56.7 | 35 | 115 | [6 empty] | 3 | 98 | 108 |  | ON_MRT_JCT |  | ON_MRT_DSS |  | circuit_id:281, owner:281, planning_rgn:None, num_of_circuits:None, current:None, line_segment_length_km:6, line_segment_length_mi:6, line_length_km:6, line_length_mi:6, voltage:6, reactance:24, smax:25, sum_ampacity:None, win_ampacity:None, sum_rating:None, win_rating:None, power_factor:None, win_capacity:23, starting_node_code:None, ending_node_name:281, ending_node_code:None, other_references:None, notes:None
1919 | 12595 | T22C | ON | Ontario | HONI | 1 | ac | 210 | 129.63 | 268 | 165.432 | 230 | [6 empty] | 1.46 | 196 | 212 |  | ON_CHF_SWS |  | ON_MAR_JCT |  | circuit_id:281, owner:281, planning_rgn:None, num_of_circuits:None, current:None, line_segment_length_km:6, line_segment_length_mi:6, line_length_km:6, line_length_mi:6, voltage:6, reactance:24, smax:25, sum_ampacity:None, win_ampacity:None, sum_rating:None, win_rating:None, power_factor:None, win_capacity:23, starting_node_code:None, ending_node_name:281, ending_node_code:None, other_references:None, notes:None
1920 | 12596 | T22C | ON | Ontario | HONI | 1 | ac | 55 | 33.951 | 268 | 165.432 | 230 | [6 empty] | 1.46 | 196 | 212 |  | ON_MAR_JCT |  | ON_CLG_TSS |  | circuit_id:281, owner:281, planning_rgn:None, num_of_circuits:None, current:None, line_segment_length_km:6, line_segment_length_mi:6, line_length_km:6, line_length_mi:6, voltage:6, reactance:24, smax:25, sum_ampacity:None, win_ampacity:None, sum_rating:None, win_rating:None, power_factor:None, win_capacity:23, starting_node_code:None, ending_node_name:281, ending_node_code:None, other_references:None, notes:None
1921 | 12597 | T22C | ON | Ontario | HONI | 1 | ac | 3 | 1.852 | 268 | 165.432 | 230 | [6 empty] | 1.46 | 196 | 212 |  | ON_MAR_JCT |  | ON_OTB_DSS |  | circuit_id:281, owner:281, planning_rgn:None, num_of_circuits:None, current:None, line_segment_length_km:6, line_segment_length_mi:6, line_length_km:6, line_length_mi:6, voltage:6, reactance:24, smax:25, sum_ampacity:None, win_ampacity:None, sum_rating:None, win_rating:None, power_factor:None, win_capacity:23, starting_node_code:None, ending_node_name:281, ending_node_code:None, other_references:None, notes:None
1922 | 12598 | T25B | ON | Ontario | HONI | 1 | ac | 115 | 70.988 | 115 | 70.988 | 230 | [6 empty] | 2.55 | 342 | 370 |  | ON_CLG_TSS |  | ON_BLV_DSS |  | circuit_id:None, owner:None, planning_rgn:None, num_of_circuits:None, current:None, line_segment_length_km:7, line_segment_length_mi:7, line_length_km:7, line_length_mi:7, voltage:7, reactance:24, smax:25, sum_ampacity:None, win_ampacity:None, sum_rating:None, win_rating:None, power_factor:None, win_capacity:23, starting_node_code:None, ending_node_name:281, ending_node_code:None, other_references:None, notes:None
1923 | 12599 | T27P | ON | Ontario | HONI | 1 | ac | 30 | 18.519 | 30 | 18.519 | 230 | [6 empty] | 3 | 402 | 435 |  | ON_WEL_GSS |  | ON_MSS_DSS |  | circuit_id:281, owner:281, planning_rgn:None, num_of_circuits:None, current:None, line_segment_length_km:6, line_segment_length_mi:6, line_length_km:6, line_length_mi:6, voltage:6, reactance:24, smax:25, sum_ampacity:None, win_ampacity:None, sum_rating:None, win_rating:None, power_factor:None, win_capacity:23, starting_node_code:None, ending_node_name:281, ending_node_code:None, other_references:None, notes:None
1924 | 12600 | T28C | ON | Ontario | HONI | 1 | ac | 22 | 13.58 | 39 | 24.074 | 230 | [6 empty] | 3 | 402 | 435 |  | ON_CLG_TSS |  | ON_DFN_JCT |  | circuit_id:281, owner:281, planning_rgn:None, num_of_circuits:None, current:None, line_segment_length_km:7, line_segment_length_mi:7, line_length_km:7, line_length_mi:7, voltage:7, reactance:24, smax:25, sum_ampacity:None, win_ampacity:None, sum_rating:None, win_rating:None, power_factor:None, win_capacity:23, starting_node_code:None, ending_node_name:281, ending_node_code:None, other_references:None, notes:None
1925 | 12601 | T28P | ON | Ontario | HONI | 1 | ac | 30 | 18.519 | 30 | 18.519 | 230 | [6 empty] | 3 | 402 | 435 |  | ON_WEL_GSS |  | ON_MSS_DSS |  | circuit_id:281, owner:281, planning_rgn:None, num_of_circuits:None, current:None, line_segment_length_km:6, line_segment_length_mi:6, line_length_km:6, line_length_mi:6, voltage:6, reactance:24, smax:25, sum_ampacity:None, win_ampacity:None, sum_rating:None, win_rating:None, power_factor:None, win_capacity:23, starting_node_code:None, ending_node_name:281, ending_node_code:None, other_references:None, notes:None
1926 | 12602 | T29C | ON | Ontario | HONI | 1 | ac | 2 | 1.235 | 23 | 14.198 | 230 | [6 empty] | 3 | 402 | 435 |  | ON_CLG_TSS |  | ON_WLS_JCT |  | circuit_id:281, owner:281, planning_rgn:None, num_of_circuits:None, current:None, line_segment_length_km:6, line_segment_length_mi:6, line_length_km:6, line_length_mi:6, voltage:6, reactance:24, smax:25, sum_ampacity:None, win_ampacity:None, sum_rating:None, win_rating:None, power_factor:None, win_capacity:23, starting_node_code:None, ending_node_name:281, ending_node_code:None, other_references:None, notes:None
1927 | 12603 | T29C | ON | Ontario | HONI | 1 | ac | 3 | 1.852 | 23 | 14.198 | 230 | [6 empty] | 3 | 402 | 435 |  | ON_WHB_JCT |  | ON_WHB_DSS |  | circuit_id:281, owner:281, planning_rgn:None, num_of_circuits:None, current:None, line_segment_length_km:6, line_segment_length_mi:6, line_length_km:6, line_length_mi:6, voltage:6, reactance:24, smax:25, sum_ampacity:None, win_ampacity:None, sum_rating:None, win_rating:None, power_factor:None, win_capacity:23, starting_node_code:None, ending_node_name:281, ending_node_code:None, other_references:None, notes:None
1928 | 12604 | T29C | ON | Ontario | HONI | 1 | ac | 10 | 6.173 | 23 | 14.198 | 230 | [6 empty] | 3 | 402 | 435 |  | ON_WHB_JCT |  | ON_CHW_DSS |  | circuit_id:281, owner:281, planning_rgn:None, num_of_circuits:None, current:None, line_segment_length_km:6, line_segment_length_mi:6, line_length_km:6, line_length_mi:6, voltage:6, reactance:24, smax:25, sum_ampacity:None, win_ampacity:None, sum_rating:None, win_rating:None, power_factor:None, win_capacity:23, starting_node_code:None, ending_node_name:281, ending_node_code:None, other_references:None, notes:None
1929 | 12605 | T29C | ON | Ontario | HONI | 1 | ac | 3 | 1.852 | 23 | 14.198 | 230 | [6 empty] | 3 | 402 | 435 |  | ON_WLS_JCT |  | ON_WLS_DSS |  | circuit_id:281, owner:281, planning_rgn:None, num_of_circuits:None, current:None, line_segment_length_km:6, line_segment_length_mi:6, line_length_km:6, line_length_mi:6, voltage:6, reactance:24, smax:25, sum_ampacity:None, win_ampacity:None, sum_rating:None, win_rating:None, power_factor:None, win_capacity:23, starting_node_code:None, ending_node_name:281, ending_node_code:None, other_references:None, notes:None
1930 | 12606 | T29C | ON | Ontario | HONI | 1 | ac | 5 | 3.086 | 23 | 14.198 | 230 | [6 empty] | 3 | 402 | 435 |  | ON_WLS_JCT |  | ON_WHB_JCT | Deleted Line T2N | circuit_id:281, owner:281, planning_rgn:None, num_of_circuits:None, current:None, line_segment_length_km:6, line_segment_length_mi:6, line_length_km:6, line_length_mi:6, voltage:6, reactance:24, smax:25, sum_ampacity:None, win_ampacity:None, sum_rating:None, win_rating:None, power_factor:None, win_capacity:23, starting_node_code:None, ending_node_name:281, ending_node_code:None, other_references:None, notes:None
1931 | 12607 | T2R | ON | Ontario | HONI | 1 | ac | 15 | 9.259 | 253.1 | 156.235 | 115 | [6 empty] | 1.52 | 50 | 55 |  | ON_BLZ_JCT |  | ON_CFF_JCT |  | circuit_id:281, owner:281, planning_rgn:None, num_of_circuits:None, current:None, line_segment_length_km:6, line_segment_length_mi:6, line_length_km:6, line_length_mi:6, voltage:6, reactance:24, smax:25, sum_ampacity:None, win_ampacity:None, sum_rating:None, win_rating:None, power_factor:None, win_capacity:23, starting_node_code:None, ending_node_name:281, ending_node_code:None, other_references:None, notes:None
1932 | 12608 | T2R | ON | Ontario | HONI | 1 | ac | 23 | 14.198 | 253.1 | 156.235 | 115 | [6 empty] | 1.52 | 50 | 55 |  | ON_BLZ_JCT |  | ON_FLB_ISS |  | circuit_id:281, owner:281, planning_rgn:None, num_of_circuits:None, current:None, line_segment_length_km:7, line_segment_length_mi:7, line_length_km:7, line_length_mi:7, voltage:7, reactance:24, smax:25, sum_ampacity:None, win_ampacity:None, sum_rating:None, win_rating:None, power_factor:None, win_capacity:23, starting_node_code:None, ending_node_name:281, ending_node_code:None, other_references:None, notes:None
1933 | 12609 | T2R | ON | Ontario | HONI | 1 | ac | 105 | 64.815 | 253.1 | 156.235 | 115 | [6 empty] | 1.52 | 50 | 55 |  | ON_SGT_JCT |  | ON_BLZ_JCT |  | circuit_id:281, owner:281, planning_rgn:None, num_of_circuits:None, current:None, line_segment_length_km:6, line_segment_length_mi:6, line_length_km:6, line_length_mi:6, voltage:6, reactance:24, smax:25, sum_ampacity:None, win_ampacity:None, sum_rating:None, win_rating:None, power_factor:None, win_capacity:23, starting_node_code:None, ending_node_name:281, ending_node_code:None, other_references:None, notes:None
1934 | 12610 | T2R | ON | Ontario | HONI | 1 | ac | 20 | 12.346 | 253.1 | 156.235 | 115 | [6 empty] | 1.52 | 50 | 55 |  | ON_TMM_DSS |  | ON_WWT_JCT |  | circuit_id:281, owner:281, planning_rgn:None, num_of_circuits:None, current:None, line_segment_length_km:6, line_segment_length_mi:6, line_length_km:6, line_length_mi:6, voltage:6, reactance:24, smax:25, sum_ampacity:None, win_ampacity:None, sum_rating:None, win_rating:None, power_factor:None, win_capacity:23, starting_node_code:None, ending_node_name:281, ending_node_code:None, other_references:None, notes:None
1935 | 12611 | T2R | ON | Ontario | HONI | 1 | ac | 90 | 55.556 | 253.1 | 156.235 | 115 | [6 empty] | 1.52 | 50 | 55 |  | ON_WWT_JCT |  | ON_SGT_JCT |  | circuit_id:281, owner:281, planning_rgn:None, num_of_circuits:None, current:None, line_segment_length_km:6, line_segment_length_mi:6, line_length_km:6, line_length_mi:6, voltage:6, reactance:24, smax:25, sum_ampacity:None, win_ampacity:None, sum_rating:None, win_rating:None, power_factor:None, win_capacity:23, starting_node_code:None, ending_node_name:281, ending_node_code:None, other_references:None, notes:None
1936 | 12612 | T2R | ON | Ontario | HONI | 1 | ac | 0.1 | 0.062 | 253.1 | 156.235 | 115 | [6 empty] | 1.52 | 50 | 55 |  | ON_WWT_JCT |  | ON_WWT_GSS |  | circuit_id:281, owner:281, planning_rgn:None, num_of_circuits:None, current:None, line_segment_length_km:6, line_segment_length_mi:6, line_length_km:6, line_length_mi:6, voltage:6, reactance:24, smax:25, sum_ampacity:None, win_ampacity:None, sum_rating:None, win_rating:None, power_factor:None, win_capacity:23, starting_node_code:None, ending_node_name:281, ending_node_code:None, other_references:None, notes:None
1937 | 12613 | T31H | ON | Ontario | HONI | 1 | ac | 90 | 55.556 | 90 | 55.556 | 230 | [6 empty] | 3 | 402 | 435 |  | ON_CLG_TSS |  | ON_HVL_DSS |  | circuit_id:None, owner:None, planning_rgn:None, num_of_circuits:None, current:None, line_segment_length_km:7, line_segment_length_mi:7, line_length_km:7, line_length_mi:7, voltage:7, reactance:24, smax:25, sum_ampacity:None, win_ampacity:None, sum_rating:None, win_rating:None, power_factor:None, win_capacity:23, starting_node_code:None, ending_node_name:281, ending_node_code:None, other_references:None, notes:None
1938 | 12614 | T32H | ON | Ontario | HONI | 1 | ac | 90 | 55.556 | 90 | 55.556 | 230 | [6 empty] | 3 | 402 | 435 |  | ON_CLG_TSS |  | ON_HVL_DSS |  | circuit_id:None, owner:None, planning_rgn:None, num_of_circuits:None, current:None, line_segment_length_km:7, line_segment_length_mi:7, line_length_km:7, line_length_mi:7, voltage:7, reactance:24, smax:25, sum_ampacity:None, win_ampacity:None, sum_rating:None, win_rating:None, power_factor:None, win_capacity:23, starting_node_code:None, ending_node_name:281, ending_node_code:None, other_references:None, notes:None
1939 | 12615 | T33E | ON | Ontario | HONI | 1 | ac | 255 | 157.407 | 255 | 157.407 | 230 | [6 empty] | 1.51 | 202 | 219 |  | ON_ALM_DSS |  | ON_CLG_TSS |  | circuit_id:281, owner:281, planning_rgn:None, num_of_circuits:None, current:None, line_segment_length_km:6, line_segment_length_mi:6, line_length_km:6, line_length_mi:6, voltage:6, reactance:24, smax:25, sum_ampacity:None, win_ampacity:None, sum_rating:None, win_rating:None, power_factor:None, win_capacity:23, starting_node_code:None, ending_node_name:281, ending_node_code:None, other_references:None, notes:None
1940 | 12616 | T36B | ON | Ontario | HONI | 1 | ac | 12 | 7.407 | 24.7 | 15.247 | 230 | [6 empty] | 3 | 402 | 435 |  | ON_BUR_DSS |  | ON_PAL_JCT |  | circuit_id:281, owner:281, planning_rgn:None, num_of_circuits:None, current:None, line_segment_length_km:7, line_segment_length_mi:7, line_length_km:7, line_length_mi:7, voltage:7, reactance:24, smax:25, sum_ampacity:None, win_ampacity:None, sum_rating:None, win_rating:None, power_factor:None, win_capacity:23, starting_node_code:None, ending_node_name:281, ending_node_code:None, other_references:None, notes:None
1941 | 12617 | T36B | ON | Ontario | HONI | 1 | ac | 0.1 | 0.062 | 24.7 | 15.247 | 230 | [6 empty] | 3 | 402 | 435 |  | ON_PAL_JCT |  | ON_PAL_DSS |  | circuit_id:281, owner:281, planning_rgn:None, num_of_circuits:None, current:None, line_segment_length_km:7, line_segment_length_mi:7, line_length_km:7, line_length_mi:7, voltage:7, reactance:24, smax:25, sum_ampacity:None, win_ampacity:None, sum_rating:None, win_rating:None, power_factor:None, win_capacity:23, starting_node_code:None, ending_node_name:281, ending_node_code:None, other_references:None, notes:None
1942 | 12618 | T36B | ON | Ontario | HONI | 1 | ac | 8 | 4.938 | 24.7 | 15.247 | 230 | [6 empty] | 3 | 402 | 435 |  | ON_PAL_JCT |  | ON_GLO_JCT |  | circuit_id:281, owner:281, planning_rgn:None, num_of_circuits:None, current:None, line_segment_length_km:7, line_segment_length_mi:7, line_length_km:7, line_length_mi:7, voltage:7, reactance:24, smax:25, sum_ampacity:None, win_ampacity:None, sum_rating:None, win_rating:None, power_factor:None, win_capacity:23, starting_node_code:None, ending_node_name:281, ending_node_code:None, other_references:None, notes:None
1943 | 12619 | T36B | ON | Ontario | HONI | 1 | ac | 0.1 | 0.062 | 24.7 | 15.247 | 230 | [6 empty] | 3 | 402 | 435 |  | ON_GLO_JCT |  | ON_GLO_DSS |  | circuit_id:281, owner:281, planning_rgn:None, num_of_circuits:None, current:None, line_segment_length_km:7, line_segment_length_mi:7, line_length_km:7, line_length_mi:7, voltage:7, reactance:24, smax:25, sum_ampacity:None, win_ampacity:None, sum_rating:None, win_rating:None, power_factor:None, win_capacity:23, starting_node_code:None, ending_node_name:281, ending_node_code:None, other_references:None, notes:None
1944 | 12620 | T36B | ON | Ontario | HONI | 1 | ac | 4 | 2.469 | 24.7 | 15.247 | 230 | [6 empty] | 3 | 402 | 435 |  | ON_GLO_JCT |  | ON_LNZ_JCT |  | circuit_id:281, owner:281, planning_rgn:None, num_of_circuits:None, current:None, line_segment_length_km:7, line_segment_length_mi:7, line_length_km:7, line_length_mi:7, voltage:7, reactance:24, smax:25, sum_ampacity:None, win_ampacity:None, sum_rating:None, win_rating:None, power_factor:None, win_capacity:23, starting_node_code:None, ending_node_name:281, ending_node_code:None, other_references:None, notes:None
1945 | 12621 | T36B | ON | Ontario | HONI | 2 | ac | 0.5 | 0.309 | 24.7 | 15.247 | 230 | [6 empty] | 3 | 402 | 435 |  | ON_LNZ_JCT |  | ON_TFL_DSS |  | circuit_id:281, owner:281, planning_rgn:None, num_of_circuits:None, current:None, line_segment_length_km:7, line_segment_length_mi:7, line_length_km:7, line_length_mi:7, voltage:7, reactance:24, smax:25, sum_ampacity:None, win_ampacity:None, sum_rating:None, win_rating:None, power_factor:None, win_capacity:23, starting_node_code:None, ending_node_name:281, ending_node_code:None, other_references:None, notes:None
1946 | 12622 | T37B | ON | Ontario | HONI | 1 | ac | 12 | 7.407 | 24.7 | 15.247 | 230 | [6 empty] | 3 | 402 | 435 |  | ON_BUR_DSS |  | ON_PAL_JCT |  | circuit_id:281, owner:281, planning_rgn:None, num_of_circuits:None, current:None, line_segment_length_km:7, line_segment_length_mi:7, line_length_km:7, line_length_mi:7, voltage:7, reactance:24, smax:25, sum_ampacity:None, win_ampacity:None, sum_rating:None, win_rating:None, power_factor:None, win_capacity:23, starting_node_code:None, ending_node_name:281, ending_node_code:None, other_references:None, notes:None
1947 | 12623 | T37B | ON | Ontario | HONI | 1 | ac | 0.1 | 0.062 | 24.7 | 15.247 | 230 | [6 empty] | 3 | 402 | 435 |  | ON_PAL_JCT |  | ON_PAL_DSS |  | circuit_id:281, owner:281, planning_rgn:None, num_of_circuits:None, current:None, line_segment_length_km:7, line_segment_length_mi:7, line_length_km:7, line_length_mi:7, voltage:7, reactance:24, smax:25, sum_ampacity:None, win_ampacity:None, sum_rating:None, win_rating:None, power_factor:None, win_capacity:23, starting_node_code:None, ending_node_name:281, ending_node_code:None, other_references:None, notes:None
1948 | 12624 | T37B | ON | Ontario | HONI | 1 | ac | 8 | 4.938 | 24.7 | 15.247 | 230 | [6 empty] | 3 | 402 | 435 |  | ON_PAL_JCT |  | ON_GLO_JCT |  | circuit_id:281, owner:281, planning_rgn:None, num_of_circuits:None, current:None, line_segment_length_km:7, line_segment_length_mi:7, line_length_km:7, line_length_mi:7, voltage:7, reactance:24, smax:25, sum_ampacity:None, win_ampacity:None, sum_rating:None, win_rating:None, power_factor:None, win_capacity:23, starting_node_code:None, ending_node_name:281, ending_node_code:None, other_references:None, notes:None
1949 | 12625 | T37B | ON | Ontario | HONI | 1 | ac | 0.1 | 0.062 | 24.7 | 15.247 | 230 | [6 empty] | 3 | 402 | 435 |  | ON_GLO_JCT |  | ON_GLO_DSS |  | circuit_id:281, owner:281, planning_rgn:None, num_of_circuits:None, current:None, line_segment_length_km:7, line_segment_length_mi:7, line_length_km:7, line_length_mi:7, voltage:7, reactance:24, smax:25, sum_ampacity:None, win_ampacity:None, sum_rating:None, win_rating:None, power_factor:None, win_capacity:23, starting_node_code:None, ending_node_name:281, ending_node_code:None, other_references:None, notes:None
1950 | 12626 | T37B | ON | Ontario | HONI | 1 | ac | 4 | 2.469 | 24.7 | 15.247 | 230 | [6 empty] | 3 | 402 | 435 |  | ON_GLO_JCT |  | ON_LNZ_JCT |  | circuit_id:281, owner:281, planning_rgn:None, num_of_circuits:None, current:None, line_segment_length_km:7, line_segment_length_mi:7, line_length_km:7, line_length_mi:7, voltage:7, reactance:24, smax:25, sum_ampacity:None, win_ampacity:None, sum_rating:None, win_rating:None, power_factor:None, win_capacity:23, starting_node_code:None, ending_node_name:281, ending_node_code:None, other_references:None, notes:None
1951 | 12627 | T37B | ON | Ontario | HONI | 2 | ac | 0.5 | 0.309 | 24.7 | 15.247 | 230 | [6 empty] | 3 | 402 | 435 |  | ON_LNZ_JCT |  | ON_TFL_DSS |  | circuit_id:281, owner:281, planning_rgn:None, num_of_circuits:None, current:None, line_segment_length_km:7, line_segment_length_mi:7, line_length_km:7, line_length_mi:7, voltage:7, reactance:24, smax:25, sum_ampacity:None, win_ampacity:None, sum_rating:None, win_rating:None, power_factor:None, win_capacity:23, starting_node_code:None, ending_node_name:281, ending_node_code:None, other_references:None, notes:None
1952 | 12628 | T38B | ON | Ontario | HONI | 1 | ac | 13 | 8.025 | 40.5 | 25 | 230 | [6 empty] | 3 | 402 | 435 |  | ON_BUR_DSS |  | ON_TRM_JCT |  | circuit_id:281, owner:281, planning_rgn:None, num_of_circuits:None, current:None, line_segment_length_km:7, line_segment_length_mi:7, line_length_km:7, line_length_mi:7, voltage:7, reactance:24, smax:25, sum_ampacity:None, win_ampacity:None, sum_rating:None, win_rating:None, power_factor:None, win_capacity:23, starting_node_code:None, ending_node_name:281, ending_node_code:None, other_references:None, notes:None
1953 | 12629 | T38B | ON | Ontario | HONI | 1 | ac | 0.1 | 0.062 | 40.5 | 25 | 230 | [6 empty] | 3 | 402 | 435 |  | ON_TRM_JCT |  | ON_TRM_DSS |  | circuit_id:281, owner:281, planning_rgn:None, num_of_circuits:None, current:None, line_segment_length_km:7, line_segment_length_mi:7, line_length_km:7, line_length_mi:7, voltage:7, reactance:24, smax:25, sum_ampacity:None, win_ampacity:None, sum_rating:None, win_rating:None, power_factor:None, win_capacity:23, starting_node_code:None, ending_node_name:281, ending_node_code:None, other_references:None, notes:None
1954 | 12630 | T38B | ON | Ontario | HONI | 1 | ac | 11 | 6.79 | 40.5 | 25 | 230 | [6 empty] | 3 | 402 | 435 |  | ON_TRM_JCT |  | ON_LNZ_JCT |  | circuit_id:281, owner:281, planning_rgn:None, num_of_circuits:None, current:None, line_segment_length_km:7, line_segment_length_mi:7, line_length_km:7, line_length_mi:7, voltage:7, reactance:24, smax:25, sum_ampacity:None, win_ampacity:None, sum_rating:None, win_rating:None, power_factor:None, win_capacity:23, starting_node_code:None, ending_node_name:281, ending_node_code:None, other_references:None, notes:None
1955 | 12631 | T38B | ON | Ontario | HONI | 1 | ac | 0.5 | 0.309 | 40.5 | 25 | 230 | [6 empty] | 3 | 402 | 435 |  | ON_LNZ_JCT |  | ON_TFL_JCT |  | circuit_id:281, owner:281, planning_rgn:None, num_of_circuits:None, current:None, line_segment_length_km:7, line_segment_length_mi:7, line_length_km:7, line_length_mi:7, voltage:7, reactance:24, smax:25, sum_ampacity:None, win_ampacity:None, sum_rating:None, win_rating:None, power_factor:None, win_capacity:23, starting_node_code:None, ending_node_name:281, ending_node_code:None, other_references:None, notes:None
1956 | 12632 | T38B | ON | Ontario | HONI | 1 | ac | 0.5 | 0.309 | 40.5 | 25 | 230 | [6 empty] | 3 | 402 | 435 |  | ON_LNZ_JCT |  | ON_TFL_DSS |  | circuit_id:281, owner:281, planning_rgn:None, num_of_circuits:None, current:None, line_segment_length_km:7, line_segment_length_mi:7, line_length_km:7, line_length_mi:7, voltage:7, reactance:24, smax:25, sum_ampacity:None, win_ampacity:None, sum_rating:None, win_rating:None, power_factor:None, win_capacity:23, starting_node_code:None, ending_node_name:281, ending_node_code:None, other_references:None, notes:None
1957 | 12633 | T38B | ON | Ontario | HONI | 1 | ac | 0.1 | 0.062 | 40.5 | 25 | 230 | [6 empty] | 3 | 402 | 435 |  | ON_TFL_JCT |  | ON_TFL_DSS |  | circuit_id:281, owner:281, planning_rgn:None, num_of_circuits:None, current:None, line_segment_length_km:7, line_segment_length_mi:7, line_length_km:7, line_length_mi:7, voltage:7, reactance:24, smax:25, sum_ampacity:None, win_ampacity:None, sum_rating:None, win_rating:None, power_factor:None, win_capacity:23, starting_node_code:None, ending_node_name:281, ending_node_code:None, other_references:None, notes:None
1958 | 12634 | T38B | ON | Ontario | HONI | 1 | ac | 7 | 4.321 | 40.5 | 25 | 230 | [6 empty] | 3 | 402 | 435 |  | ON_TFL_JCT |  | ON_HBY_JCT |  | circuit_id:281, owner:281, planning_rgn:None, num_of_circuits:None, current:None, line_segment_length_km:7, line_segment_length_mi:7, line_length_km:7, line_length_mi:7, voltage:7, reactance:24, smax:25, sum_ampacity:None, win_ampacity:None, sum_rating:None, win_rating:None, power_factor:None, win_capacity:23, starting_node_code:None, ending_node_name:281, ending_node_code:None, other_references:None, notes:None
1959 | 12635 | T38B | ON | Ontario | HONI | 1 | ac | 2 | 1.235 | 40.5 | 25 | 230 | [6 empty] | 3 | 402 | 435 |  | ON_HBY_JCT |  | ON_MDV_DSS |  | circuit_id:281, owner:281, planning_rgn:None, num_of_circuits:None, current:None, line_segment_length_km:7, line_segment_length_mi:7, line_length_km:7, line_length_mi:7, voltage:7, reactance:24, smax:25, sum_ampacity:None, win_ampacity:None, sum_rating:None, win_rating:None, power_factor:None, win_capacity:23, starting_node_code:None, ending_node_name:281, ending_node_code:None, other_references:None, notes:None
1960 | 12636 | T38B | ON | Ontario | HONI | 1 | ac | 6 | 3.704 | 40.5 | 25 | 230 | [6 empty] | 3 | 402 | 435 |  | ON_HBY_JCT |  | ON_TCE_JCT |  | circuit_id:281, owner:281, planning_rgn:None, num_of_circuits:None, current:None, line_segment_length_km:7, line_segment_length_mi:7, line_length_km:7, line_length_mi:7, voltage:7, reactance:24, smax:25, sum_ampacity:None, win_ampacity:None, sum_rating:None, win_rating:None, power_factor:None, win_capacity:23, starting_node_code:None, ending_node_name:281, ending_node_code:None, other_references:None, notes:None
1961 | 12637 | T38B | ON | Ontario | HONI | 1 | ac | 0.1 | 0.062 | 40.5 | 25 | 230 | [6 empty] | 3 | 402 | 435 |  | ON_TCE_JCT |  | ON_HHL_GSS |  | circuit_id:281, owner:281, planning_rgn:None, num_of_circuits:None, current:None, line_segment_length_km:7, line_segment_length_mi:7, line_length_km:7, line_length_mi:7, voltage:7, reactance:24, smax:25, sum_ampacity:None, win_ampacity:None, sum_rating:None, win_rating:None, power_factor:None, win_capacity:23, starting_node_code:None, ending_node_name:281, ending_node_code:None, other_references:None, notes:None
1962 | 12638 | T38B | ON | Ontario | HONI | 1 | ac | 0.1 | 0.062 | 40.5 | 25 | 230 | [6 empty] | 3 | 402 | 435 |  | ON_TCE_JCT |  | ON_HHL_DSS |  | circuit_id:281, owner:281, planning_rgn:None, num_of_circuits:None, current:None, line_segment_length_km:7, line_segment_length_mi:7, line_length_km:7, line_length_mi:7, voltage:7, reactance:24, smax:25, sum_ampacity:None, win_ampacity:None, sum_rating:None, win_rating:None, power_factor:None, win_capacity:23, starting_node_code:None, ending_node_name:281, ending_node_code:None, other_references:None, notes:None
1963 | 12639 | T38B | ON | Ontario | HONI | 1 | ac | 0.1 | 0.062 | 40.5 | 25 | 230 | [6 empty] | 3 | 402 | 435 |  | ON_TCE_JCT |  | ON_HLT_DSS |  | circuit_id:281, owner:281, planning_rgn:None, num_of_circuits:None, current:None, line_segment_length_km:7, line_segment_length_mi:7, line_length_km:7, line_length_mi:7, voltage:7, reactance:24, smax:25, sum_ampacity:None, win_ampacity:None, sum_rating:None, win_rating:None, power_factor:None, win_capacity:23, starting_node_code:None, ending_node_name:281, ending_node_code:None, other_references:None, notes:None
1964 | 12640 | T39B | ON | Ontario | HONI | 1 | ac | 13 | 8.025 | 40.5 | 25 | 230 | [6 empty] | 3 | 402 | 435 |  | ON_BUR_DSS |  | ON_TRM_JCT |  | circuit_id:281, owner:281, planning_rgn:None, num_of_circuits:None, current:None, line_segment_length_km:7, line_segment_length_mi:7, line_length_km:7, line_length_mi:7, voltage:7, reactance:24, smax:25, sum_ampacity:None, win_ampacity:None, sum_rating:None, win_rating:None, power_factor:None, win_capacity:23, starting_node_code:None, ending_node_name:281, ending_node_code:None, other_references:None, notes:None
1965 | 12641 | T39B | ON | Ontario | HONI | 1 | ac | 0.1 | 0.062 | 40.5 | 25 | 230 | [6 empty] | 3 | 402 | 435 |  | ON_TRM_JCT |  | ON_TRM_DSS |  | circuit_id:281, owner:281, planning_rgn:None, num_of_circuits:None, current:None, line_segment_length_km:7, line_segment_length_mi:7, line_length_km:7, line_length_mi:7, voltage:7, reactance:24, smax:25, sum_ampacity:None, win_ampacity:None, sum_rating:None, win_rating:None, power_factor:None, win_capacity:23, starting_node_code:None, ending_node_name:281, ending_node_code:None, other_references:None, notes:None
1966 | 12642 | T39B | ON | Ontario | HONI | 1 | ac | 11 | 6.79 | 40.5 | 25 | 230 | [6 empty] | 3 | 402 | 435 |  | ON_TRM_JCT |  | ON_LNZ_JCT |  | circuit_id:281, owner:281, planning_rgn:None, num_of_circuits:None, current:None, line_segment_length_km:7, line_segment_length_mi:7, line_length_km:7, line_length_mi:7, voltage:7, reactance:24, smax:25, sum_ampacity:None, win_ampacity:None, sum_rating:None, win_rating:None, power_factor:None, win_capacity:23, starting_node_code:None, ending_node_name:281, ending_node_code:None, other_references:None, notes:None
1967 | 12643 | T39B | ON | Ontario | HONI | 1 | ac | 0.5 | 0.309 | 40.5 | 25 | 230 | [6 empty] | 3 | 402 | 435 |  | ON_LNZ_JCT |  | ON_TFL_JCT |  | circuit_id:281, owner:281, planning_rgn:None, num_of_circuits:None, current:None, line_segment_length_km:7, line_segment_length_mi:7, line_length_km:7, line_length_mi:7, voltage:7, reactance:24, smax:25, sum_ampacity:None, win_ampacity:None, sum_rating:None, win_rating:None, power_factor:None, win_capacity:23, starting_node_code:None, ending_node_name:281, ending_node_code:None, other_references:None, notes:None
1968 | 12644 | T39B | ON | Ontario | HONI | 1 | ac | 0.5 | 0.309 | 40.5 | 25 | 230 | [6 empty] | 3 | 402 | 435 |  | ON_LNZ_JCT |  | ON_TFL_DSS |  | circuit_id:281, owner:281, planning_rgn:None, num_of_circuits:None, current:None, line_segment_length_km:7, line_segment_length_mi:7, line_length_km:7, line_length_mi:7, voltage:7, reactance:24, smax:25, sum_ampacity:None, win_ampacity:None, sum_rating:None, win_rating:None, power_factor:None, win_capacity:23, starting_node_code:None, ending_node_name:281, ending_node_code:None, other_references:None, notes:None
1969 | 12645 | T39B | ON | Ontario | HONI | 1 | ac | 0.1 | 0.062 | 40.5 | 25 | 230 | [6 empty] | 3 | 402 | 435 |  | ON_TFL_JCT |  | ON_TFL_DSS |  | circuit_id:281, owner:281, planning_rgn:None, num_of_circuits:None, current:None, line_segment_length_km:7, line_segment_length_mi:7, line_length_km:7, line_length_mi:7, voltage:7, reactance:24, smax:25, sum_ampacity:None, win_ampacity:None, sum_rating:None, win_rating:None, power_factor:None, win_capacity:23, starting_node_code:None, ending_node_name:281, ending_node_code:None, other_references:None, notes:None
1970 | 12646 | T39B | ON | Ontario | HONI | 1 | ac | 7 | 4.321 | 40.5 | 25 | 230 | [6 empty] | 3 | 402 | 435 |  | ON_TFL_JCT |  | ON_HBY_JCT |  | circuit_id:281, owner:281, planning_rgn:None, num_of_circuits:None, current:None, line_segment_length_km:7, line_segment_length_mi:7, line_length_km:7, line_length_mi:7, voltage:7, reactance:24, smax:25, sum_ampacity:None, win_ampacity:None, sum_rating:None, win_rating:None, power_factor:None, win_capacity:23, starting_node_code:None, ending_node_name:281, ending_node_code:None, other_references:None, notes:None
1971 | 12647 | T39B | ON | Ontario | HONI | 1 | ac | 2 | 1.235 | 40.5 | 25 | 230 | [6 empty] | 3 | 402 | 435 |  | ON_HBY_JCT |  | ON_MDV_DSS |  | circuit_id:281, owner:281, planning_rgn:None, num_of_circuits:None, current:None, line_segment_length_km:7, line_segment_length_mi:7, line_length_km:7, line_length_mi:7, voltage:7, reactance:24, smax:25, sum_ampacity:None, win_ampacity:None, sum_rating:None, win_rating:None, power_factor:None, win_capacity:23, starting_node_code:None, ending_node_name:281, ending_node_code:None, other_references:None, notes:None
1972 | 12648 | T39B | ON | Ontario | HONI | 1 | ac | 6 | 3.704 | 40.5 | 25 | 230 | [6 empty] | 3 | 402 | 435 |  | ON_HBY_JCT |  | ON_TCE_JCT |  | circuit_id:281, owner:281, planning_rgn:None, num_of_circuits:None, current:None, line_segment_length_km:7, line_segment_length_mi:7, line_length_km:7, line_length_mi:7, voltage:7, reactance:24, smax:25, sum_ampacity:None, win_ampacity:None, sum_rating:None, win_rating:None, power_factor:None, win_capacity:23, starting_node_code:None, ending_node_name:281, ending_node_code:None, other_references:None, notes:None
1973 | 12649 | T39B | ON | Ontario | HONI | 1 | ac | 0.1 | 0.062 | 40.5 | 25 | 230 | [6 empty] | 3 | 402 | 435 |  | ON_TCE_JCT |  | ON_HHL_GSS |  | circuit_id:281, owner:281, planning_rgn:None, num_of_circuits:None, current:None, line_segment_length_km:7, line_segment_length_mi:7, line_length_km:7, line_length_mi:7, voltage:7, reactance:24, smax:25, sum_ampacity:None, win_ampacity:None, sum_rating:None, win_rating:None, power_factor:None, win_capacity:23, starting_node_code:None, ending_node_name:281, ending_node_code:None, other_references:None, notes:None
1974 | 12650 | T39B | ON | Ontario | HONI | 1 | ac | 0.1 | 0.062 | 40.5 | 25 | 230 | [6 empty] | 3 | 402 | 435 |  | ON_TCE_JCT |  | ON_HHL_DSS |  | circuit_id:281, owner:281, planning_rgn:None, num_of_circuits:None, current:None, line_segment_length_km:7, line_segment_length_mi:7, line_length_km:7, line_length_mi:7, voltage:7, reactance:24, smax:25, sum_ampacity:None, win_ampacity:None, sum_rating:None, win_rating:None, power_factor:None, win_capacity:23, starting_node_code:None, ending_node_name:281, ending_node_code:None, other_references:None, notes:None
1975 | 12651 | T39B | ON | Ontario | HONI | 1 | ac | 0.1 | 0.062 | 40.5 | 25 | 230 | [6 empty] | 3 | 402 | 435 |  | ON_TCE_JCT |  | ON_HLT_DSS |  | circuit_id:281, owner:281, planning_rgn:None, num_of_circuits:None, current:None, line_segment_length_km:7, line_segment_length_mi:7, line_length_km:7, line_length_mi:7, voltage:7, reactance:24, smax:25, sum_ampacity:None, win_ampacity:None, sum_rating:None, win_rating:None, power_factor:None, win_capacity:23, starting_node_code:None, ending_node_name:281, ending_node_code:None, other_references:None, notes:None
1976 | 12652 | T61S | ON | Ontario | HONI | 1 | ac | 15 | 9.259 | 176.2 | 108.765 | 115 | [6 empty] | 1.92 | 63 | 70 |  | ON_ODG_JCT |  | ON_TMW_JCT |  | circuit_id:281, owner:281, planning_rgn:None, num_of_circuits:None, current:None, line_segment_length_km:6, line_segment_length_mi:6, line_length_km:6, line_length_mi:6, voltage:6, reactance:24, smax:25, sum_ampacity:None, win_ampacity:None, sum_rating:None, win_rating:None, power_factor:None, win_capacity:23, starting_node_code:None, ending_node_name:281, ending_node_code:None, other_references:None, notes:None
1977 | 12653 | T61S | ON | Ontario | HONI | 1 | ac | 20 | 12.346 | 176.2 | 108.765 | 115 | [6 empty] | 1.92 | 63 | 70 |  | ON_ODG_JCT |  | ON_KAM_ISS |  | circuit_id:281, owner:281, planning_rgn:None, num_of_circuits:None, current:None, line_segment_length_km:6, line_segment_length_mi:6, line_length_km:6, line_length_mi:6, voltage:6, reactance:24, smax:25, sum_ampacity:None, win_ampacity:None, sum_rating:None, win_rating:None, power_factor:None, win_capacity:23, starting_node_code:None, ending_node_name:281, ending_node_code:None, other_references:None, notes:None
1978 | 12654 | T61S | ON | Ontario | HONI | 1 | ac | 1 | 0.617 | 176.2 | 108.765 | 115 | [6 empty] | 1.92 | 63 | 70 |  | ON_TMM_JCT |  | ON_ODG_JCT |  | circuit_id:281, owner:281, planning_rgn:None, num_of_circuits:None, current:None, line_segment_length_km:6, line_segment_length_mi:6, line_length_km:6, line_length_mi:6, voltage:6, reactance:24, smax:25, sum_ampacity:None, win_ampacity:None, sum_rating:None, win_rating:None, power_factor:None, win_capacity:23, starting_node_code:None, ending_node_name:281, ending_node_code:None, other_references:None, notes:None
1979 | 12655 | T61S | ON | Ontario | HONI | 1 | ac | 100 | 61.728 | 176.2 | 108.765 | 115 | [6 empty] | 1.92 | 63 | 70 |  | ON_TMM_JCT |  | ON_SGT_DSS |  | circuit_id:281, owner:281, planning_rgn:None, num_of_circuits:None, current:None, line_segment_length_km:6, line_segment_length_mi:6, line_length_km:6, line_length_mi:6, voltage:6, reactance:24, smax:25, sum_ampacity:None, win_ampacity:None, sum_rating:None, win_rating:None, power_factor:None, win_capacity:23, starting_node_code:None, ending_node_name:281, ending_node_code:None, other_references:None, notes:None
1980 | 12656 | T61S | ON | Ontario | HONI | 1 | ac | 0.1 | 0.062 | 176.2 | 108.765 | 115 | [6 empty] | 1.92 | 63 | 70 |  | ON_TMM_DSS |  | ON_TMM_JCT |  | circuit_id:281, owner:281, planning_rgn:None, num_of_circuits:None, current:None, line_segment_length_km:6, line_segment_length_mi:6, line_length_km:6, line_length_mi:6, voltage:6, reactance:24, smax:25, sum_ampacity:None, win_ampacity:None, sum_rating:None, win_rating:None, power_factor:None, win_capacity:23, starting_node_code:None, ending_node_name:281, ending_node_code:None, other_references:None, notes:None
1981 | 12657 | T61S | ON | Ontario | HONI | 1 | ac | 0.1 | 0.062 | 176.2 | 108.765 | 115 | [6 empty] | 1.92 | 63 | 70 |  | ON_TMW_JCT |  | ON_TMW_ISS |  | circuit_id:281, owner:281, planning_rgn:None, num_of_circuits:None, current:None, line_segment_length_km:6, line_segment_length_mi:6, line_length_km:6, line_length_mi:6, voltage:6, reactance:24, smax:25, sum_ampacity:None, win_ampacity:None, sum_rating:None, win_rating:None, power_factor:None, win_capacity:23, starting_node_code:None, ending_node_name:281, ending_node_code:None, other_references:None, notes:None
1982 | 12658 | T61S | ON | Ontario | HONI | 1 | ac | 40 | 24.691 | 176.2 | 108.765 | 115 | [6 empty] | 1.92 | 63 | 70 |  | ON_TMW_JCT |  | ON_WSL_DSS |  | circuit_id:281, owner:281, planning_rgn:None, num_of_circuits:None, current:None, line_segment_length_km:6, line_segment_length_mi:6, line_length_km:6, line_length_mi:6, voltage:6, reactance:24, smax:25, sum_ampacity:None, win_ampacity:None, sum_rating:None, win_rating:None, power_factor:None, win_capacity:23, starting_node_code:None, ending_node_name:281, ending_node_code:None, other_references:None, notes:None
1983 | 12659 | T7M | ON | Ontario | HONI | 1 | ac | 40 | 24.691 | 140.2 | 86.543 | 115 | [6 empty] | 2.24 | 73 | 81 |  | ON_MOO_SWS |  | ON_RNS_JCT |  | circuit_id:281, owner:281, planning_rgn:None, num_of_circuits:None, current:None, line_segment_length_km:6, line_segment_length_mi:6, line_length_km:6, line_length_mi:6, voltage:6, reactance:24, smax:25, sum_ampacity:None, win_ampacity:None, sum_rating:None, win_rating:None, power_factor:None, win_capacity:23, starting_node_code:None, ending_node_name:281, ending_node_code:None, other_references:None, notes:None
1984 | 12660 | T7M | ON | Ontario | HONI | 1 | ac | 0.1 | 0.062 | 140.2 | 86.543 | 115 | [6 empty] | 2.24 | 73 | 81 |  | ON_ONA_JCT |  | ON_ONA_ISS |  | circuit_id:281, owner:281, planning_rgn:None, num_of_circuits:None, current:None, line_segment_length_km:6, line_segment_length_mi:6, line_length_km:6, line_length_mi:6, voltage:6, reactance:24, smax:25, sum_ampacity:None, win_ampacity:None, sum_rating:None, win_rating:None, power_factor:None, win_capacity:23, starting_node_code:None, ending_node_name:281, ending_node_code:None, other_references:None, notes:None
1985 | 12661 | T7M | ON | Ontario | HONI | 1 | ac | 50 | 30.864 | 140.2 | 86.543 | 115 | [6 empty] | 2.24 | 73 | 81 |  | ON_ONA_JCT |  | ON_ORP_SWS |  | circuit_id:281, owner:281, planning_rgn:None, num_of_circuits:None, current:None, line_segment_length_km:6, line_segment_length_mi:6, line_length_km:6, line_length_mi:6, voltage:6, reactance:24, smax:25, sum_ampacity:None, win_ampacity:None, sum_rating:None, win_rating:None, power_factor:None, win_capacity:23, starting_node_code:None, ending_node_name:281, ending_node_code:None, other_references:None, notes:None
1986 | 12662 | T7M | ON | Ontario | HONI | 1 | ac | 0.1 | 0.062 | 140.2 | 86.543 | 115 | [6 empty] | 2.24 | 73 | 81 |  | ON_RNS_JCT |  | ON_RNS_ISS |  | circuit_id:281, owner:281, planning_rgn:None, num_of_circuits:None, current:None, line_segment_length_km:6, line_segment_length_mi:6, line_length_km:6, line_length_mi:6, voltage:6, reactance:24, smax:25, sum_ampacity:None, win_ampacity:None, sum_rating:None, win_rating:None, power_factor:None, win_capacity:23, starting_node_code:None, ending_node_name:281, ending_node_code:None, other_references:None, notes:None
1987 | 12663 | T7M | ON | Ontario | HONI | 1 | ac | 50 | 30.864 | 140.2 | 86.543 | 115 | [6 empty] | 2.24 | 73 | 81 |  | ON_RNS_JCT |  | ON_ONA_JCT |  | circuit_id:281, owner:281, planning_rgn:None, num_of_circuits:None, current:None, line_segment_length_km:6, line_segment_length_mi:6, line_length_km:6, line_length_mi:6, voltage:6, reactance:24, smax:25, sum_ampacity:None, win_ampacity:None, sum_rating:None, win_rating:None, power_factor:None, win_capacity:23, starting_node_code:None, ending_node_name:281, ending_node_code:None, other_references:None, notes:None
1988 | 12664 | T8M | ON | Ontario | HONI | 1 | ac | 140 | 86.42 | 140 | 86.42 | 115 | [6 empty] | 2.24 | 73 | 81 |  | ON_MOO_SWS |  | ON_ORP_SWS |  | circuit_id:281, owner:281, planning_rgn:None, num_of_circuits:None, current:None, line_segment_length_km:6, line_segment_length_mi:6, line_length_km:6, line_length_mi:6, voltage:6, reactance:24, smax:25, sum_ampacity:None, win_ampacity:None, sum_rating:None, win_rating:None, power_factor:None, win_capacity:23, starting_node_code:None, ending_node_name:281, ending_node_code:None, other_references:None, notes:None
1989 | 12665 | UB3B | ON | Ontario | HONI | 1 | ac | 1 | 0.617 | 1 | 0.617 | 115 | [6 empty] | 3 | 0 | 0 |  | ON_H2F_GSS |  | XX_ONUS1_INT |  | circuit_id:281, owner:281, planning_rgn:None, num_of_circuits:None, current:None, line_segment_length_km:7, line_segment_length_mi:7, line_length_km:7, line_length_mi:7, voltage:7, reactance:24, smax:25, sum_ampacity:None, win_ampacity:None, sum_rating:None, win_rating:None, power_factor:None, win_capacity:169, starting_node_code:None, ending_node_name:281, ending_node_code:None, other_references:None, notes:None
1990 | 12666 | V12M | ON | Ontario | HONI | 1 | ac | 7.3 | 4.506 | 9.3 | 5.741 | 115 | [6 empty] | 3 | 98 | 108 |  | ON_MER_TSS |  | ON_VLT_JCT |  | circuit_id:281, owner:281, planning_rgn:None, num_of_circuits:None, current:None, line_segment_length_km:7, line_segment_length_mi:7, line_length_km:7, line_length_mi:7, voltage:7, reactance:24, smax:25, sum_ampacity:None, win_ampacity:None, sum_rating:None, win_rating:None, power_factor:None, win_capacity:23, starting_node_code:None, ending_node_name:281, ending_node_code:None, other_references:None, notes:None
1991 | 12667 | V12M | ON | Ontario | HONI | 1 | ac | 2 | 1.235 | 9.3 | 5.741 | 115 | [6 empty] | 3 | 98 | 108 |  | ON_VLT_JCT |  | ON_HIN_DSS |  | circuit_id:281, owner:281, planning_rgn:None, num_of_circuits:None, current:None, line_segment_length_km:6, line_segment_length_mi:6, line_length_km:6, line_length_mi:6, voltage:6, reactance:24, smax:25, sum_ampacity:None, win_ampacity:None, sum_rating:None, win_rating:None, power_factor:None, win_capacity:23, starting_node_code:None, ending_node_name:281, ending_node_code:None, other_references:None, notes:None
1992 | 12668 | V41H | ON | Ontario | HONI | 1 | ac | 7 | 4.321 | 19.1 | 11.79 | 230 | [6 empty] | 3 | 402 | 435 |  | ON_CLV_TSS |  | ON_SGW_JCT |  | circuit_id:281, owner:281, planning_rgn:None, num_of_circuits:None, current:None, line_segment_length_km:6, line_segment_length_mi:6, line_length_km:6, line_length_mi:6, voltage:6, reactance:24, smax:25, sum_ampacity:None, win_ampacity:None, sum_rating:None, win_rating:None, power_factor:None, win_capacity:23, starting_node_code:None, ending_node_name:281, ending_node_code:None, other_references:None, notes:None
1993 | 12669 | V41H | ON | Ontario | HONI | 1 | ac | 5 | 3.086 | 19.1 | 11.79 | 230 | [6 empty] | 3 | 402 | 435 |  | ON_SGW_JCT |  | ON_BML_DSS |  | circuit_id:281, owner:281, planning_rgn:None, num_of_circuits:None, current:None, line_segment_length_km:6, line_segment_length_mi:6, line_length_km:6, line_length_mi:6, voltage:6, reactance:24, smax:25, sum_ampacity:None, win_ampacity:None, sum_rating:None, win_rating:None, power_factor:None, win_capacity:23, starting_node_code:None, ending_node_name:281, ending_node_code:None, other_references:None, notes:None
1994 | 12670 | V41H | ON | Ontario | HONI | 1 | ac | 2 | 1.235 | 19.1 | 11.79 | 230 | [6 empty] | 3 | 402 | 435 |  | ON_BML_DSS |  | ON_CDF_JCT |  | circuit_id:281, owner:281, planning_rgn:None, num_of_circuits:None, current:None, line_segment_length_km:6, line_segment_length_mi:6, line_length_km:6, line_length_mi:6, voltage:6, reactance:24, smax:25, sum_ampacity:None, win_ampacity:None, sum_rating:None, win_rating:None, power_factor:None, win_capacity:23, starting_node_code:None, ending_node_name:281, ending_node_code:None, other_references:None, notes:None
1995 | 12671 | V41H | ON | Ontario | HONI | 1 | ac | 0.1 | 0.062 | 19.1 | 11.79 | 230 | [6 empty] | 3 | 402 | 435 |  | ON_CDF_JCT |  | ON_CDF_DSS |  | circuit_id:281, owner:281, planning_rgn:None, num_of_circuits:None, current:None, line_segment_length_km:6, line_segment_length_mi:6, line_length_km:6, line_length_mi:6, voltage:6, reactance:24, smax:25, sum_ampacity:None, win_ampacity:None, sum_rating:None, win_rating:None, power_factor:None, win_capacity:23, starting_node_code:None, ending_node_name:281, ending_node_code:None, other_references:None, notes:None
1996 | 12672 | V41H | ON | Ontario | HONI | 1 | ac | 5 | 3.086 | 19.1 | 11.79 | 230 | [6 empty] | 3 | 402 | 435 |  | ON_CDF_JCT |  | ON_HRN_SWS |  | circuit_id:281, owner:281, planning_rgn:None, num_of_circuits:None, current:None, line_segment_length_km:6, line_segment_length_mi:6, line_length_km:6, line_length_mi:6, voltage:6, reactance:24, smax:25, sum_ampacity:None, win_ampacity:None, sum_rating:None, win_rating:None, power_factor:None, win_capacity:23, starting_node_code:None, ending_node_name:281, ending_node_code:None, other_references:None, notes:None
1997 | 12673 | V41N | ON | Ontario | HONI | 1 | ac | 2.5 | 1.543 | 5.2 | 3.21 | 230 | [6 empty] | 3 | 402 | 435 |  | ON_SNS_TSS |  | ON_STE_JCT |  | circuit_id:281, owner:281, planning_rgn:None, num_of_circuits:None, current:None, line_segment_length_km:6, line_segment_length_mi:6, line_length_km:6, line_length_mi:6, voltage:6, reactance:24, smax:25, sum_ampacity:None, win_ampacity:None, sum_rating:None, win_rating:None, power_factor:None, win_capacity:23, starting_node_code:None, ending_node_name:281, ending_node_code:None, other_references:None, notes:None
1998 | 12674 | V41N | ON | Ontario | HONI | 1 | ac | 0.1 | 0.062 | 5.2 | 3.21 | 230 | [6 empty] | 3 | 402 | 435 |  | ON_STE_JCT |  | ON_STE_GSS |  | circuit_id:281, owner:281, planning_rgn:None, num_of_circuits:None, current:None, line_segment_length_km:6, line_segment_length_mi:6, line_length_km:6, line_length_mi:6, voltage:6, reactance:24, smax:25, sum_ampacity:None, win_ampacity:None, sum_rating:None, win_rating:None, power_factor:None, win_capacity:23, starting_node_code:None, ending_node_name:281, ending_node_code:None, other_references:None, notes:None
1999 | 12675 | V41N | ON | Ontario | HONI | 1 | ac | 2.5 | 1.543 | 5.2 | 3.21 | 230 | [6 empty] | 3 | 402 | 435 |  | ON_STE_JCT |  | ON_NOV_SWS |  | circuit_id:281, owner:281, planning_rgn:None, num_of_circuits:None, current:None, line_segment_length_km:6, line_segment_length_mi:6, line_length_km:6, line_length_mi:6, voltage:6, reactance:24, smax:25, sum_ampacity:None, win_ampacity:None, sum_rating:None, win_rating:None, power_factor:None, win_capacity:23, starting_node_code:None, ending_node_name:281, ending_node_code:None, other_references:None, notes:None
2000 | 12676 | V41N | ON | Ontario | HONI | 1 | ac | 0.1 | 0.062 | 5.2 | 3.21 | 230 | [6 empty] | 3 | 402 | 435 |  | ON_NOV_SWS |  | ON_NVC_ISS |  | circuit_id:281, owner:281, planning_rgn:None, num_of_circuits:None, current:None, line_segment_length_km:6, line_segment_length_mi:6, line_length_km:6, line_length_mi:6, voltage:6, reactance:24, smax:25, sum_ampacity:None, win_ampacity:None, sum_rating:None, win_rating:None, power_factor:None, win_capacity:23, starting_node_code:None, ending_node_name:281, ending_node_code:None, other_references:None, notes:None
2001 | 12677 | V42H | ON | Ontario | HONI | 1 | ac | 6 | 3.704 | 29.1 | 17.963 | 230 | [6 empty] | 3 | 402 | 435 |  | ON_CLV_TSS |  | ON_GRW_JCT |  | circuit_id:281, owner:281, planning_rgn:None, num_of_circuits:None, current:None, line_segment_length_km:7, line_segment_length_mi:7, line_length_km:7, line_length_mi:7, voltage:7, reactance:24, smax:25, sum_ampacity:None, win_ampacity:None, sum_rating:None, win_rating:None, power_factor:None, win_capacity:23, starting_node_code:None, ending_node_name:281, ending_node_code:None, other_references:None, notes:None
2002 | 12678 | V42H | ON | Ontario | HONI | 1 | ac | 4 | 2.469 | 29.1 | 17.963 | 230 | [6 empty] | 3 | 402 | 435 |  | ON_GRW_JCT |  | ON_GRW_DSS |  | circuit_id:281, owner:281, planning_rgn:None, num_of_circuits:None, current:None, line_segment_length_km:7, line_segment_length_mi:7, line_length_km:7, line_length_mi:7, voltage:7, reactance:24, smax:25, sum_ampacity:None, win_ampacity:None, sum_rating:None, win_rating:None, power_factor:None, win_capacity:23, starting_node_code:None, ending_node_name:281, ending_node_code:None, other_references:None, notes:None
2003 | 12679 | V42H | ON | Ontario | HONI | 1 | ac | 7 | 4.321 | 29.1 | 17.963 | 230 | [6 empty] | 3 | 402 | 435 |  | ON_CLV_TSS |  | ON_SGW_JCT |  | circuit_id:281, owner:281, planning_rgn:None, num_of_circuits:None, current:None, line_segment_length_km:7, line_segment_length_mi:7, line_length_km:7, line_length_mi:7, voltage:7, reactance:24, smax:25, sum_ampacity:None, win_ampacity:None, sum_rating:None, win_rating:None, power_factor:None, win_capacity:23, starting_node_code:None, ending_node_name:281, ending_node_code:None, other_references:None, notes:None
2004 | 12680 | V42H | ON | Ontario | HONI | 1 | ac | 5 | 3.086 | 29.1 | 17.963 | 230 | [6 empty] | 3 | 402 | 435 |  | ON_SGW_JCT |  | ON_BML_DSS |  | circuit_id:281, owner:281, planning_rgn:None, num_of_circuits:None, current:None, line_segment_length_km:7, line_segment_length_mi:7, line_length_km:7, line_length_mi:7, voltage:7, reactance:24, smax:25, sum_ampacity:None, win_ampacity:None, sum_rating:None, win_rating:None, power_factor:None, win_capacity:23, starting_node_code:None, ending_node_name:281, ending_node_code:None, other_references:None, notes:None
2005 | 12681 | V42H | ON | Ontario | HONI | 1 | ac | 2 | 1.235 | 29.1 | 17.963 | 230 | [6 empty] | 3 | 402 | 435 |  | ON_BML_DSS |  | ON_CDF_JCT |  | circuit_id:281, owner:281, planning_rgn:None, num_of_circuits:None, current:None, line_segment_length_km:7, line_segment_length_mi:7, line_length_km:7, line_length_mi:7, voltage:7, reactance:24, smax:25, sum_ampacity:None, win_ampacity:None, sum_rating:None, win_rating:None, power_factor:None, win_capacity:23, starting_node_code:None, ending_node_name:281, ending_node_code:None, other_references:None, notes:None
2006 | 12682 | V42H | ON | Ontario | HONI | 1 | ac | 0.1 | 0.062 | 29.1 | 17.963 | 230 | [6 empty] | 3 | 402 | 435 |  | ON_CDF_JCT |  | ON_CDF_DSS |  | circuit_id:281, owner:281, planning_rgn:None, num_of_circuits:None, current:None, line_segment_length_km:7, line_segment_length_mi:7, line_length_km:7, line_length_mi:7, voltage:7, reactance:24, smax:25, sum_ampacity:None, win_ampacity:None, sum_rating:None, win_rating:None, power_factor:None, win_capacity:23, starting_node_code:None, ending_node_name:281, ending_node_code:None, other_references:None, notes:None
2007 | 12683 | V42H | ON | Ontario | HONI | 1 | ac | 5 | 3.086 | 29.1 | 17.963 | 230 | [6 empty] | 3 | 402 | 435 |  | ON_CDF_JCT |  | ON_HRN_SWS |  | circuit_id:281, owner:281, planning_rgn:None, num_of_circuits:None, current:None, line_segment_length_km:7, line_segment_length_mi:7, line_length_km:7, line_length_mi:7, voltage:7, reactance:24, smax:25, sum_ampacity:None, win_ampacity:None, sum_rating:None, win_rating:None, power_factor:None, win_capacity:23, starting_node_code:None, ending_node_name:281, ending_node_code:None, other_references:None, notes:None
2008 | 12684 | V43 | ON | Ontario | HONI | 1 | ac | 4 | 2.469 | 22.7 | 14.012 | 230 | [6 empty] | 3 | 402 | 435 |  | ON_GRW_DSS |  | ON_GRW_JCT |  | circuit_id:281, owner:281, planning_rgn:None, num_of_circuits:None, current:None, line_segment_length_km:7, line_segment_length_mi:7, line_length_km:7, line_length_mi:7, voltage:7, reactance:24, smax:25, sum_ampacity:None, win_ampacity:None, sum_rating:None, win_rating:None, power_factor:None, win_capacity:23, starting_node_code:None, ending_node_name:281, ending_node_code:None, other_references:None, notes:None
2009 | 12685 | V43 | ON | Ontario | HONI | 1 | ac | 6 | 3.704 | 22.7 | 14.012 | 230 | [6 empty] | 3 | 402 | 435 |  | ON_GRW_JCT |  | ON_CLV_TSS |  | circuit_id:281, owner:281, planning_rgn:None, num_of_circuits:None, current:None, line_segment_length_km:7, line_segment_length_mi:7, line_length_km:7, line_length_mi:7, voltage:7, reactance:24, smax:25, sum_ampacity:None, win_ampacity:None, sum_rating:None, win_rating:None, power_factor:None, win_capacity:23, starting_node_code:None, ending_node_name:281, ending_node_code:None, other_references:None, notes:None
2010 | 12686 | V43 | ON | Ontario | HONI | 1 | ac | 1 | 0.617 | 22.7 | 14.012 | 230 | [6 empty] | 3 | 402 | 435 |  | ON_CLV_TSS |  | ON_WDB_JCT |  | circuit_id:281, owner:281, planning_rgn:None, num_of_circuits:None, current:None, line_segment_length_km:7, line_segment_length_mi:7, line_length_km:7, line_length_mi:7, voltage:7, reactance:24, smax:25, sum_ampacity:None, win_ampacity:None, sum_rating:None, win_rating:None, power_factor:None, win_capacity:23, starting_node_code:None, ending_node_name:281, ending_node_code:None, other_references:None, notes:None
2011 | 12687 | V43 | ON | Ontario | HONI | 1 | ac | 0.1 | 0.062 | 22.7 | 14.012 | 230 | [6 empty] | 3 | 402 | 435 |  | ON_WDB_JCT |  | ON_WDB_DSS |  | circuit_id:281, owner:281, planning_rgn:None, num_of_circuits:None, current:None, line_segment_length_km:7, line_segment_length_mi:7, line_length_km:7, line_length_mi:7, voltage:7, reactance:24, smax:25, sum_ampacity:None, win_ampacity:None, sum_rating:None, win_rating:None, power_factor:None, win_capacity:23, starting_node_code:None, ending_node_name:281, ending_node_code:None, other_references:None, notes:None
2012 | 12688 | V43 | ON | Ontario | HONI | 1 | ac | 5 | 3.086 | 22.7 | 14.012 | 230 | [6 empty] | 3 | 402 | 435 |  | ON_WDB_JCT |  | ON_VJ3_JCT |  | circuit_id:281, owner:281, planning_rgn:None, num_of_circuits:None, current:None, line_segment_length_km:7, line_segment_length_mi:7, line_length_km:7, line_length_mi:7, voltage:7, reactance:24, smax:25, sum_ampacity:None, win_ampacity:None, sum_rating:None, win_rating:None, power_factor:None, win_capacity:23, starting_node_code:None, ending_node_name:281, ending_node_code:None, other_references:None, notes:None
2013 | 12689 | V43 | ON | Ontario | HONI | 1 | ac | 0.1 | 0.062 | 22.7 | 14.012 | 230 | [6 empty] | 3 | 402 | 435 |  | ON_VJ3_JCT |  | ON_VM3_DSS |  | circuit_id:281, owner:281, planning_rgn:None, num_of_circuits:None, current:None, line_segment_length_km:7, line_segment_length_mi:7, line_length_km:7, line_length_mi:7, voltage:7, reactance:24, smax:25, sum_ampacity:None, win_ampacity:None, sum_rating:None, win_rating:None, power_factor:None, win_capacity:23, starting_node_code:None, ending_node_name:281, ending_node_code:None, other_references:None, notes:None
2014 | 12690 | V43 | ON | Ontario | HONI | 1 | ac | 6.5 | 4.012 | 22.7 | 14.012 | 230 | [6 empty] | 3 | 402 | 435 |  | ON_VJ3_JCT |  | ON_KLE_DSS |  | circuit_id:281, owner:281, planning_rgn:None, num_of_circuits:None, current:None, line_segment_length_km:7, line_segment_length_mi:7, line_length_km:7, line_length_mi:7, voltage:7, reactance:24, smax:25, sum_ampacity:None, win_ampacity:None, sum_rating:None, win_rating:None, power_factor:None, win_capacity:23, starting_node_code:None, ending_node_name:281, ending_node_code:None, other_references:None, notes:None
2015 | 12691 | V43N | ON | Ontario | HONI | 1 | ac | 2.5 | 1.543 | 8 | 4.938 | 230 | [6 empty] | 3 | 402 | 435 |  | ON_SNS_TSS |  | ON_STE_JCT |  | circuit_id:281, owner:281, planning_rgn:None, num_of_circuits:None, current:None, line_segment_length_km:6, line_segment_length_mi:6, line_length_km:6, line_length_mi:6, voltage:6, reactance:24, smax:25, sum_ampacity:None, win_ampacity:None, sum_rating:None, win_rating:None, power_factor:None, win_capacity:23, starting_node_code:None, ending_node_name:281, ending_node_code:None, other_references:None, notes:None
2016 | 12692 | V43N | ON | Ontario | HONI | 1 | ac | 0.1 | 0.062 | 8 | 4.938 | 230 | [6 empty] | 3 | 402 | 435 |  | ON_STE_JCT |  | ON_STE_GSS |  | circuit_id:281, owner:281, planning_rgn:None, num_of_circuits:None, current:None, line_segment_length_km:6, line_segment_length_mi:6, line_length_km:6, line_length_mi:6, voltage:6, reactance:24, smax:25, sum_ampacity:None, win_ampacity:None, sum_rating:None, win_rating:None, power_factor:None, win_capacity:23, starting_node_code:None, ending_node_name:281, ending_node_code:None, other_references:None, notes:None
2017 | 12693 | V43N | ON | Ontario | HONI | 1 | ac | 3.4 | 2.099 | 8 | 4.938 | 230 | [6 empty] | 3 | 402 | 435 |  | ON_STE_JCT |  | ON_TLF_JCT |  | circuit_id:281, owner:281, planning_rgn:None, num_of_circuits:None, current:None, line_segment_length_km:7, line_segment_length_mi:7, line_length_km:7, line_length_mi:7, voltage:7, reactance:24, smax:25, sum_ampacity:None, win_ampacity:None, sum_rating:None, win_rating:None, power_factor:None, win_capacity:23, starting_node_code:None, ending_node_name:281, ending_node_code:None, other_references:None, notes:None
2018 | 12694 | V43N | ON | Ontario | HONI | 1 | ac | 0.9 | 0.556 | 8 | 4.938 | 230 | [6 empty] | 3 | 402 | 435 |  | ON_TLF_JCT |  | ON_NOV_SWS |  | circuit_id:281, owner:281, planning_rgn:None, num_of_circuits:None, current:None, line_segment_length_km:7, line_segment_length_mi:7, line_length_km:7, line_length_mi:7, voltage:7, reactance:24, smax:25, sum_ampacity:None, win_ampacity:None, sum_rating:None, win_rating:None, power_factor:None, win_capacity:23, starting_node_code:None, ending_node_name:281, ending_node_code:None, other_references:None, notes:None
2019 | 12695 | V43N | ON | Ontario | HONI | 1 | ac | 0.9 | 0.556 | 8 | 4.938 | 230 | [6 empty] | 3 | 402 | 435 |  | ON_TLF_JCT |  | ON_DUP_JCT |  | circuit_id:281, owner:281, planning_rgn:None, num_of_circuits:None, current:None, line_segment_length_km:7, line_segment_length_mi:7, line_length_km:7, line_length_mi:7, voltage:7, reactance:24, smax:25, sum_ampacity:None, win_ampacity:None, sum_rating:None, win_rating:None, power_factor:None, win_capacity:23, starting_node_code:None, ending_node_name:281, ending_node_code:None, other_references:None, notes:None
2020 | 12696 | V43N | ON | Ontario | HONI | 1 | ac | 0.1 | 0.062 | 8 | 4.938 | 230 | [6 empty] | 3 | 402 | 435 |  | ON_DUP_JCT |  | ON_NSC_ISS |  | circuit_id:281, owner:281, planning_rgn:None, num_of_circuits:None, current:None, line_segment_length_km:7, line_segment_length_mi:7, line_length_km:7, line_length_mi:7, voltage:7, reactance:24, smax:25, sum_ampacity:None, win_ampacity:None, sum_rating:None, win_rating:None, power_factor:None, win_capacity:23, starting_node_code:None, ending_node_name:281, ending_node_code:None, other_references:None, notes:None
2021 | 12697 | V43N | ON | Ontario | HONI | 1 | ac | 0.1 | 0.062 | 8 | 4.938 | 230 | [6 empty] | 3 | 402 | 435 |  | ON_DUP_JCT |  | ON_SHL_ISS |  | circuit_id:281, owner:281, planning_rgn:None, num_of_circuits:None, current:None, line_segment_length_km:7, line_segment_length_mi:7, line_length_km:7, line_length_mi:7, voltage:7, reactance:24, smax:25, sum_ampacity:None, win_ampacity:None, sum_rating:None, win_rating:None, power_factor:None, win_capacity:23, starting_node_code:None, ending_node_name:281, ending_node_code:None, other_references:None, notes:None
2022 | 12698 | V44 | ON | Ontario | HONI | 1 | ac | 1 | 0.617 | 12.7 | 7.84 | 230 | [6 empty] | 3 | 402 | 435 |  | ON_CLV_TSS |  | ON_WDB_JCT |  | circuit_id:281, owner:281, planning_rgn:None, num_of_circuits:None, current:None, line_segment_length_km:7, line_segment_length_mi:7, line_length_km:7, line_length_mi:7, voltage:7, reactance:24, smax:25, sum_ampacity:None, win_ampacity:None, sum_rating:None, win_rating:None, power_factor:None, win_capacity:23, starting_node_code:None, ending_node_name:281, ending_node_code:None, other_references:None, notes:None
2023 | 12699 | V44 | ON | Ontario | HONI | 1 | ac | 0.1 | 0.062 | 12.7 | 7.84 | 230 | [6 empty] | 3 | 402 | 435 |  | ON_WDB_JCT |  | ON_WDB_DSS |  | circuit_id:281, owner:281, planning_rgn:None, num_of_circuits:None, current:None, line_segment_length_km:7, line_segment_length_mi:7, line_length_km:7, line_length_mi:7, voltage:7, reactance:24, smax:25, sum_ampacity:None, win_ampacity:None, sum_rating:None, win_rating:None, power_factor:None, win_capacity:23, starting_node_code:None, ending_node_name:281, ending_node_code:None, other_references:None, notes:None
2024 | 12700 | V44 | ON | Ontario | HONI | 1 | ac | 5 | 3.086 | 12.7 | 7.84 | 230 | [6 empty] | 3 | 402 | 435 |  | ON_WDB_JCT |  | ON_VJ3_JCT |  | circuit_id:281, owner:281, planning_rgn:None, num_of_circuits:None, current:None, line_segment_length_km:7, line_segment_length_mi:7, line_length_km:7, line_length_mi:7, voltage:7, reactance:24, smax:25, sum_ampacity:None, win_ampacity:None, sum_rating:None, win_rating:None, power_factor:None, win_capacity:23, starting_node_code:None, ending_node_name:281, ending_node_code:None, other_references:None, notes:None
2025 | 12701 | V44 | ON | Ontario | HONI | 1 | ac | 0.1 | 0.062 | 12.7 | 7.84 | 230 | [6 empty] | 3 | 402 | 435 |  | ON_VJ3_JCT |  | ON_VM3_DSS |  | circuit_id:281, owner:281, planning_rgn:None, num_of_circuits:None, current:None, line_segment_length_km:7, line_segment_length_mi:7, line_length_km:7, line_length_mi:7, voltage:7, reactance:24, smax:25, sum_ampacity:None, win_ampacity:None, sum_rating:None, win_rating:None, power_factor:None, win_capacity:23, starting_node_code:None, ending_node_name:281, ending_node_code:None, other_references:None, notes:None
2026 | 12702 | V44 | ON | Ontario | HONI | 1 | ac | 6.5 | 4.012 | 12.7 | 7.84 | 230 | [6 empty] | 3 | 402 | 435 |  | ON_VJ3_JCT |  | ON_KLE_DSS |  | circuit_id:281, owner:281, planning_rgn:None, num_of_circuits:None, current:None, line_segment_length_km:7, line_segment_length_mi:7, line_length_km:7, line_length_mi:7, voltage:7, reactance:24, smax:25, sum_ampacity:None, win_ampacity:None, sum_rating:None, win_rating:None, power_factor:None, win_capacity:23, starting_node_code:None, ending_node_name:281, ending_node_code:None, other_references:None, notes:None
2027 | 12703 | V586M | ON | Ontario | HONI | 1 | ac | 38 | 23.457 | 103 | 63.58 | 500 | [6 empty] | 2.74 | 2331 | 2948 |  | ON_CLV_TSS |  | ON_MIL_SWS |  | circuit_id:281, owner:281, planning_rgn:None, num_of_circuits:None, current:None, line_segment_length_km:7, line_segment_length_mi:7, line_length_km:7, line_length_mi:7, voltage:7, reactance:24, smax:25, sum_ampacity:None, win_ampacity:None, sum_rating:None, win_rating:None, power_factor:None, win_capacity:23, starting_node_code:None, ending_node_name:281, ending_node_code:None, other_references:None, notes:None
2028 | 12704 | V586M | ON | Ontario | HONI | 1 | ac | 65 | 40.123 | 103 | 63.58 | 500 | [6 empty] | 2.74 | 2331 | 2948 |  | ON_MIL_SWS |  | ON_MPT_TSS |  | circuit_id:281, owner:281, planning_rgn:None, num_of_circuits:None, current:None, line_segment_length_km:7, line_segment_length_mi:7, line_length_km:7, line_length_mi:7, voltage:7, reactance:24, smax:25, sum_ampacity:None, win_ampacity:None, sum_rating:None, win_rating:None, power_factor:None, win_capacity:23, starting_node_code:None, ending_node_name:281, ending_node_code:None, other_references:None, notes:None
2029 | 12705 | V71P | ON | Ontario | HONI | 1 | ac | 6.5 | 4.012 | 29.7 | 18.333 | 230 | [6 empty] | 3 | 402 | 435 |  | ON_CLV_TSS |  | ON_TOS_JCT |  | circuit_id:281, owner:281, planning_rgn:None, num_of_circuits:None, current:None, line_segment_length_km:7, line_segment_length_mi:7, line_length_km:7, line_length_mi:7, voltage:7, reactance:24, smax:25, sum_ampacity:None, win_ampacity:None, sum_rating:None, win_rating:None, power_factor:None, win_capacity:23, starting_node_code:None, ending_node_name:281, ending_node_code:None, other_references:None, notes:None
2030 | 12706 | V71P | ON | Ontario | HONI | 1 | ac | 0.9 | 0.556 | 29.7 | 18.333 | 230 | [6 empty] | 3 | 402 | 435 |  | ON_TOS_JCT |  | ON_VM2_DSS |  | circuit_id:281, owner:281, planning_rgn:None, num_of_circuits:None, current:None, line_segment_length_km:7, line_segment_length_mi:7, line_length_km:7, line_length_mi:7, voltage:7, reactance:24, smax:25, sum_ampacity:None, win_ampacity:None, sum_rating:None, win_rating:None, power_factor:None, win_capacity:23, starting_node_code:None, ending_node_name:281, ending_node_code:None, other_references:None, notes:None
2031 | 12707 | V71P | ON | Ontario | HONI | 1 | ac | 7.1 | 4.383 | 29.7 | 18.333 | 230 | [6 empty] | 3 | 402 | 435 |  | ON_TOS_JCT |  | ON_VJ1_JCT |  | circuit_id:281, owner:281, planning_rgn:None, num_of_circuits:None, current:None, line_segment_length_km:7, line_segment_length_mi:7, line_length_km:7, line_length_mi:7, voltage:7, reactance:24, smax:25, sum_ampacity:None, win_ampacity:None, sum_rating:None, win_rating:None, power_factor:None, win_capacity:23, starting_node_code:None, ending_node_name:281, ending_node_code:None, other_references:None, notes:None
2032 | 12708 | V71P | ON | Ontario | HONI | 1 | ac | 0.4 | 0.247 | 29.7 | 18.333 | 230 | [6 empty] | 3 | 402 | 435 |  | ON_VJ1_JCT |  | ON_VM1_DSS |  | circuit_id:281, owner:281, planning_rgn:None, num_of_circuits:None, current:None, line_segment_length_km:7, line_segment_length_mi:7, line_length_km:7, line_length_mi:7, voltage:7, reactance:24, smax:25, sum_ampacity:None, win_ampacity:None, sum_rating:None, win_rating:None, power_factor:None, win_capacity:23, starting_node_code:None, ending_node_name:281, ending_node_code:None, other_references:None, notes:None
2033 | 12709 | V71P | ON | Ontario | HONI | 1 | ac | 7.1 | 4.383 | 29.7 | 18.333 | 230 | [6 empty] | 3 | 402 | 435 |  | ON_VJ1_JCT |  | ON_RJ1_JCT |  | circuit_id:281, owner:281, planning_rgn:None, num_of_circuits:None, current:None, line_segment_length_km:7, line_segment_length_mi:7, line_length_km:7, line_length_mi:7, voltage:7, reactance:24, smax:25, sum_ampacity:None, win_ampacity:None, sum_rating:None, win_rating:None, power_factor:None, win_capacity:23, starting_node_code:None, ending_node_name:281, ending_node_code:None, other_references:None, notes:None
2034 | 12710 | V71P | ON | Ontario | HONI | 1 | ac | 0.1 | 0.062 | 29.7 | 18.333 | 230 | [6 empty] | 3 | 402 | 435 |  | ON_RJ1_JCT |  | ON_RM1_DSS |  | circuit_id:281, owner:281, planning_rgn:None, num_of_circuits:None, current:None, line_segment_length_km:7, line_segment_length_mi:7, line_length_km:7, line_length_mi:7, voltage:7, reactance:24, smax:25, sum_ampacity:None, win_ampacity:None, sum_rating:None, win_rating:None, power_factor:None, win_capacity:23, starting_node_code:None, ending_node_name:281, ending_node_code:None, other_references:None, notes:None
2035 | 12711 | V71P | ON | Ontario | HONI | 1 | ac | 0.2 | 0.123 | 29.7 | 18.333 | 230 | [6 empty] | 3 | 402 | 435 |  | ON_RJ1_JCT |  | ON_RJ2_JCT |  | circuit_id:281, owner:281, planning_rgn:None, num_of_circuits:None, current:None, line_segment_length_km:7, line_segment_length_mi:7, line_length_km:7, line_length_mi:7, voltage:7, reactance:24, smax:25, sum_ampacity:None, win_ampacity:None, sum_rating:None, win_rating:None, power_factor:None, win_capacity:23, starting_node_code:None, ending_node_name:281, ending_node_code:None, other_references:None, notes:None
2036 | 12712 | V71P | ON | Ontario | HONI | 1 | ac | 0.1 | 0.062 | 29.7 | 18.333 | 230 | [6 empty] | 3 | 402 | 435 |  | ON_RJ2_JCT |  | ON_RM2_DSS |  | circuit_id:281, owner:281, planning_rgn:None, num_of_circuits:None, current:None, line_segment_length_km:7, line_segment_length_mi:7, line_length_km:7, line_length_mi:7, voltage:7, reactance:24, smax:25, sum_ampacity:None, win_ampacity:None, sum_rating:None, win_rating:None, power_factor:None, win_capacity:23, starting_node_code:None, ending_node_name:281, ending_node_code:None, other_references:None, notes:None
2037 | 12713 | V71P | ON | Ontario | HONI | 1 | ac | 7.3 | 4.506 | 29.7 | 18.333 | 230 | [6 empty] | 3 | 402 | 435 |  | ON_RJ2_JCT |  | ON_PKW_TSS |  | circuit_id:281, owner:281, planning_rgn:None, num_of_circuits:None, current:None, line_segment_length_km:7, line_segment_length_mi:7, line_length_km:7, line_length_mi:7, voltage:7, reactance:24, smax:25, sum_ampacity:None, win_ampacity:None, sum_rating:None, win_rating:None, power_factor:None, win_capacity:23, starting_node_code:None, ending_node_name:281, ending_node_code:None, other_references:None, notes:None
2038 | 12714 | V72R | ON | Ontario | HONI | 1 | ac | 9 | 5.556 | 9 | 5.556 | 230 | [6 empty] | 3 | 402 | 435 |  | ON_CLV_TSS |  | ON_RCV_DSS |  | circuit_id:281, owner:281, planning_rgn:None, num_of_circuits:None, current:None, line_segment_length_km:6, line_segment_length_mi:6, line_length_km:6, line_length_mi:6, voltage:6, reactance:24, smax:25, sum_ampacity:None, win_ampacity:None, sum_rating:None, win_rating:None, power_factor:None, win_capacity:23, starting_node_code:None, ending_node_name:281, ending_node_code:None, other_references:None, notes:None
2039 | 12715 | V73R | ON | Ontario | HONI | 1 | ac | 9 | 5.556 | 9 | 5.556 | 230 | [6 empty] | 3 | 402 | 435 |  | ON_CLV_TSS |  | ON_RCV_DSS |  | circuit_id:281, owner:281, planning_rgn:None, num_of_circuits:None, current:None, line_segment_length_km:6, line_segment_length_mi:6, line_length_km:6, line_length_mi:6, voltage:6, reactance:24, smax:25, sum_ampacity:None, win_ampacity:None, sum_rating:None, win_rating:None, power_factor:None, win_capacity:23, starting_node_code:None, ending_node_name:281, ending_node_code:None, other_references:None, notes:None
2040 | 12716 | V74R | ON | Ontario | HONI | 1 | ac | 3 | 1.852 | 9.1 | 5.617 | 230 | [6 empty] | 3 | 402 | 435 |  | ON_CLV_TSS |  | ON_WTM_JCT |  | circuit_id:281, owner:281, planning_rgn:None, num_of_circuits:None, current:None, line_segment_length_km:6, line_segment_length_mi:6, line_length_km:6, line_length_mi:6, voltage:6, reactance:24, smax:25, sum_ampacity:None, win_ampacity:None, sum_rating:None, win_rating:None, power_factor:None, win_capacity:23, starting_node_code:None, ending_node_name:281, ending_node_code:None, other_references:None, notes:None
2041 | 12717 | V74R | ON | Ontario | HONI | 1 | ac | 0.1 | 0.062 | 9.1 | 5.617 | 230 | [6 empty] | 3 | 402 | 435 |  | ON_WTM_JCT |  | ON_RXD_DSS |  | circuit_id:281, owner:281, planning_rgn:None, num_of_circuits:None, current:None, line_segment_length_km:6, line_segment_length_mi:6, line_length_km:6, line_length_mi:6, voltage:6, reactance:24, smax:25, sum_ampacity:None, win_ampacity:None, sum_rating:None, win_rating:None, power_factor:None, win_capacity:23, starting_node_code:None, ending_node_name:281, ending_node_code:None, other_references:None, notes:None
2042 | 12718 | V74R | ON | Ontario | HONI | 1 | ac | 6 | 3.704 | 9.1 | 5.617 | 230 | [6 empty] | 3 | 402 | 435 |  | ON_WTM_JCT |  | ON_RCV_DSS |  | circuit_id:281, owner:281, planning_rgn:None, num_of_circuits:None, current:None, line_segment_length_km:6, line_segment_length_mi:6, line_length_km:6, line_length_mi:6, voltage:6, reactance:24, smax:25, sum_ampacity:None, win_ampacity:None, sum_rating:None, win_rating:None, power_factor:None, win_capacity:23, starting_node_code:None, ending_node_name:281, ending_node_code:None, other_references:None, notes:None
2043 | 12719 | V75P | ON | Ontario | HONI | 1 | ac | 6.5 | 4.012 | 29.7 | 18.333 | 230 | [6 empty] | 3 | 402 | 435 |  | ON_CLV_TSS |  | ON_TOS_JCT |  | circuit_id:281, owner:281, planning_rgn:None, num_of_circuits:None, current:None, line_segment_length_km:7, line_segment_length_mi:7, line_length_km:7, line_length_mi:7, voltage:7, reactance:24, smax:25, sum_ampacity:None, win_ampacity:None, sum_rating:None, win_rating:None, power_factor:None, win_capacity:23, starting_node_code:None, ending_node_name:281, ending_node_code:None, other_references:None, notes:None
2044 | 12720 | V75P | ON | Ontario | HONI | 1 | ac | 0.9 | 0.556 | 29.7 | 18.333 | 230 | [6 empty] | 3 | 402 | 435 |  | ON_TOS_JCT |  | ON_VM2_DSS |  | circuit_id:281, owner:281, planning_rgn:None, num_of_circuits:None, current:None, line_segment_length_km:7, line_segment_length_mi:7, line_length_km:7, line_length_mi:7, voltage:7, reactance:24, smax:25, sum_ampacity:None, win_ampacity:None, sum_rating:None, win_rating:None, power_factor:None, win_capacity:23, starting_node_code:None, ending_node_name:281, ending_node_code:None, other_references:None, notes:None
2045 | 12721 | V75P | ON | Ontario | HONI | 1 | ac | 7.1 | 4.383 | 29.7 | 18.333 | 230 | [6 empty] | 3 | 402 | 435 |  | ON_TOS_JCT |  | ON_VJ1_JCT |  | circuit_id:281, owner:281, planning_rgn:None, num_of_circuits:None, current:None, line_segment_length_km:7, line_segment_length_mi:7, line_length_km:7, line_length_mi:7, voltage:7, reactance:24, smax:25, sum_ampacity:None, win_ampacity:None, sum_rating:None, win_rating:None, power_factor:None, win_capacity:23, starting_node_code:None, ending_node_name:281, ending_node_code:None, other_references:None, notes:None
2046 | 12722 | V75P | ON | Ontario | HONI | 1 | ac | 0.4 | 0.247 | 29.7 | 18.333 | 230 | [6 empty] | 3 | 402 | 435 |  | ON_VJ1_JCT |  | ON_VM1_DSS |  | circuit_id:281, owner:281, planning_rgn:None, num_of_circuits:None, current:None, line_segment_length_km:7, line_segment_length_mi:7, line_length_km:7, line_length_mi:7, voltage:7, reactance:24, smax:25, sum_ampacity:None, win_ampacity:None, sum_rating:None, win_rating:None, power_factor:None, win_capacity:23, starting_node_code:None, ending_node_name:281, ending_node_code:None, other_references:None, notes:None
2047 | 12723 | V75P | ON | Ontario | HONI | 1 | ac | 7.1 | 4.383 | 29.7 | 18.333 | 230 | [6 empty] | 3 | 402 | 435 |  | ON_VJ1_JCT |  | ON_RJ1_JCT |  | circuit_id:281, owner:281, planning_rgn:None, num_of_circuits:None, current:None, line_segment_length_km:7, line_segment_length_mi:7, line_length_km:7, line_length_mi:7, voltage:7, reactance:24, smax:25, sum_ampacity:None, win_ampacity:None, sum_rating:None, win_rating:None, power_factor:None, win_capacity:23, starting_node_code:None, ending_node_name:281, ending_node_code:None, other_references:None, notes:None
2048 | 12724 | V75P | ON | Ontario | HONI | 1 | ac | 0.1 | 0.062 | 29.7 | 18.333 | 230 | [6 empty] | 3 | 402 | 435 |  | ON_RJ1_JCT |  | ON_RM1_DSS |  | circuit_id:281, owner:281, planning_rgn:None, num_of_circuits:None, current:None, line_segment_length_km:7, line_segment_length_mi:7, line_length_km:7, line_length_mi:7, voltage:7, reactance:24, smax:25, sum_ampacity:None, win_ampacity:None, sum_rating:None, win_rating:None, power_factor:None, win_capacity:23, starting_node_code:None, ending_node_name:281, ending_node_code:None, other_references:None, notes:None
2049 | 12725 | V75P | ON | Ontario | HONI | 1 | ac | 0.2 | 0.123 | 29.7 | 18.333 | 230 | [6 empty] | 3 | 402 | 435 |  | ON_RJ1_JCT |  | ON_RJ2_JCT |  | circuit_id:281, owner:281, planning_rgn:None, num_of_circuits:None, current:None, line_segment_length_km:7, line_segment_length_mi:7, line_length_km:7, line_length_mi:7, voltage:7, reactance:24, smax:25, sum_ampacity:None, win_ampacity:None, sum_rating:None, win_rating:None, power_factor:None, win_capacity:23, starting_node_code:None, ending_node_name:281, ending_node_code:None, other_references:None, notes:None
2050 | 12726 | V75P | ON | Ontario | HONI | 1 | ac | 0.1 | 0.062 | 29.7 | 18.333 | 230 | [6 empty] | 3 | 402 | 435 |  | ON_RJ2_JCT |  | ON_RM2_DSS |  | circuit_id:281, owner:281, planning_rgn:None, num_of_circuits:None, current:None, line_segment_length_km:7, line_segment_length_mi:7, line_length_km:7, line_length_mi:7, voltage:7, reactance:24, smax:25, sum_ampacity:None, win_ampacity:None, sum_rating:None, win_rating:None, power_factor:None, win_capacity:23, starting_node_code:None, ending_node_name:281, ending_node_code:None, other_references:None, notes:None
2051 | 12727 | V75P | ON | Ontario | HONI | 1 | ac | 7.3 | 4.506 | 29.7 | 18.333 | 230 | [6 empty] | 3 | 402 | 435 |  | ON_RJ2_JCT |  | ON_PKW_TSS |  | circuit_id:281, owner:281, planning_rgn:None, num_of_circuits:None, current:None, line_segment_length_km:7, line_segment_length_mi:7, line_length_km:7, line_length_mi:7, voltage:7, reactance:24, smax:25, sum_ampacity:None, win_ampacity:None, sum_rating:None, win_rating:None, power_factor:None, win_capacity:23, starting_node_code:None, ending_node_name:281, ending_node_code:None, other_references:None, notes:None
2052 | 12728 | V76R | ON | Ontario | HONI | 1 | ac | 3 | 1.852 | 9.1 | 5.617 | 230 | [6 empty] | 3 | 402 | 435 |  | ON_CLV_TSS |  | ON_WTM_JCT |  | circuit_id:281, owner:281, planning_rgn:None, num_of_circuits:None, current:None, line_segment_length_km:6, line_segment_length_mi:6, line_length_km:6, line_length_mi:6, voltage:6, reactance:24, smax:25, sum_ampacity:None, win_ampacity:None, sum_rating:None, win_rating:None, power_factor:None, win_capacity:23, starting_node_code:None, ending_node_name:281, ending_node_code:None, other_references:None, notes:None
2053 | 12729 | V76R | ON | Ontario | HONI | 1 | ac | 0.1 | 0.062 | 9.1 | 5.617 | 230 | [6 empty] | 3 | 402 | 435 |  | ON_WTM_JCT |  | ON_RXD_DSS |  | circuit_id:281, owner:281, planning_rgn:None, num_of_circuits:None, current:None, line_segment_length_km:6, line_segment_length_mi:6, line_length_km:6, line_length_mi:6, voltage:6, reactance:24, smax:25, sum_ampacity:None, win_ampacity:None, sum_rating:None, win_rating:None, power_factor:None, win_capacity:23, starting_node_code:None, ending_node_name:281, ending_node_code:None, other_references:None, notes:None
2054 | 12730 | V76R | ON | Ontario | HONI | 1 | ac | 6 | 3.704 | 9.1 | 5.617 | 230 | [6 empty] | 3 | 402 | 435 |  | ON_WTM_JCT |  | ON_RCV_DSS |  | circuit_id:281, owner:281, planning_rgn:None, num_of_circuits:None, current:None, line_segment_length_km:6, line_segment_length_mi:6, line_length_km:6, line_length_mi:6, voltage:6, reactance:24, smax:25, sum_ampacity:None, win_ampacity:None, sum_rating:None, win_rating:None, power_factor:None, win_capacity:23, starting_node_code:None, ending_node_name:281, ending_node_code:None, other_references:None, notes:None
2055 | 12731 | V77R | ON | Ontario | HONI | 1 | ac | 9 | 5.556 | 9 | 5.556 | 230 | [6 empty] | 3 | 402 | 435 |  | ON_CLV_TSS |  | ON_RCV_DSS |  | circuit_id:281, owner:281, planning_rgn:None, num_of_circuits:None, current:None, line_segment_length_km:6, line_segment_length_mi:6, line_length_km:6, line_length_mi:6, voltage:6, reactance:24, smax:25, sum_ampacity:None, win_ampacity:None, sum_rating:None, win_rating:None, power_factor:None, win_capacity:23, starting_node_code:None, ending_node_name:281, ending_node_code:None, other_references:None, notes:None
2056 | 12732 | V79R | ON | Ontario | HONI | 1 | ac | 9 | 5.556 | 9 | 5.556 | 230 | [6 empty] | 3 | 402 | 435 |  | ON_CLV_TSS |  | ON_RCV_DSS |  | circuit_id:281, owner:281, planning_rgn:None, num_of_circuits:None, current:None, line_segment_length_km:6, line_segment_length_mi:6, line_length_km:6, line_length_mi:6, voltage:6, reactance:24, smax:25, sum_ampacity:None, win_ampacity:None, sum_rating:None, win_rating:None, power_factor:None, win_capacity:23, starting_node_code:None, ending_node_name:281, ending_node_code:None, other_references:None, notes:None
2057 | 12733 | W12 | ON | Ontario | HONI | 1 | ac | 28 | 17.284 | 28 | 17.284 | 115 | [6 empty] | 3 | 98 | 108 |  | ON_BUC_DSS |  | ON_ING_DSS |  | circuit_id:281, owner:281, planning_rgn:None, num_of_circuits:None, current:None, line_segment_length_km:7, line_segment_length_mi:7, line_length_km:7, line_length_mi:7, voltage:7, reactance:24, smax:25, sum_ampacity:None, win_ampacity:None, sum_rating:None, win_rating:None, power_factor:None, win_capacity:23, starting_node_code:None, ending_node_name:281, ending_node_code:None, other_references:None, notes:None
2058 | 12734 | W2 | ON | Ontario | HONI | 1 | ac | 0.1 | 0.062 | 0.1 | 0.062 | 115 | [6 empty] | 3 | 98 | 108 |  | ON_WDF_GSS |  | ON_WDF_SWS |  | circuit_id:281, owner:281, planning_rgn:None, num_of_circuits:None, current:None, line_segment_length_km:6, line_segment_length_mi:6, line_length_km:6, line_length_mi:6, voltage:6, reactance:24, smax:25, sum_ampacity:None, win_ampacity:None, sum_rating:None, win_rating:None, power_factor:None, win_capacity:23, starting_node_code:None, ending_node_name:281, ending_node_code:None, other_references:None, notes:None
2059 | 12735 | W21M | ON | Ontario | HONI | 1 | ac | 168.3 | 103.889 | 168.3 | 103.889 | 230 | [6 empty] | 1.98 | 266 | 288 |  | ON_WAW_TSS |  | ON_MRT_TSS |  | circuit_id:281, owner:281, planning_rgn:None, num_of_circuits:None, current:None, line_segment_length_km:7, line_segment_length_mi:7, line_length_km:7, line_length_mi:7, voltage:7, reactance:24, smax:25, sum_ampacity:None, win_ampacity:None, sum_rating:None, win_rating:None, power_factor:None, win_capacity:23, starting_node_code:None, ending_node_name:281, ending_node_code:None, other_references:None, notes:None
2060 | 12736 | W22M | ON | Ontario | HONI | 1 | ac | 168.3 | 103.889 | 168.3 | 103.889 | 230 | [6 empty] | 1.98 | 266 | 288 |  | ON_WAW_TSS |  | ON_MRT_TSS |  | circuit_id:281, owner:281, planning_rgn:None, num_of_circuits:None, current:None, line_segment_length_km:7, line_segment_length_mi:7, line_length_km:7, line_length_mi:7, voltage:7, reactance:24, smax:25, sum_ampacity:None, win_ampacity:None, sum_rating:None, win_rating:None, power_factor:None, win_capacity:23, starting_node_code:None, ending_node_name:281, ending_node_code:None, other_references:None, notes:None
2061 | 12737 | W23K | ON | Ontario | HONI | 1 | ac | 74.2 | 45.802 | 74.2 | 45.802 | 230 | [6 empty] | 3 | 402 | 435 |  | ON_WAW_TSS |  | ON_MKY_JCT |  | circuit_id:281, owner:281, planning_rgn:None, num_of_circuits:None, current:None, line_segment_length_km:7, line_segment_length_mi:7, line_length_km:7, line_length_mi:7, voltage:7, reactance:24, smax:25, sum_ampacity:None, win_ampacity:None, sum_rating:None, win_rating:None, power_factor:None, win_capacity:23, starting_node_code:None, ending_node_name:281, ending_node_code:None, other_references:None, notes:None
2062 | 12738 | W2C | ON | Ontario | HONI | 1 | ac | 0.1 | 0.062 | 120.2 | 74.198 | 115 | [6 empty] | 2.48 | 81 | 89 |  | ON_CHP_JCT |  | ON_CHP_DSS |  | circuit_id:281, owner:281, planning_rgn:None, num_of_circuits:None, current:None, line_segment_length_km:6, line_segment_length_mi:6, line_length_km:6, line_length_mi:6, voltage:6, reactance:24, smax:25, sum_ampacity:None, win_ampacity:None, sum_rating:None, win_rating:None, power_factor:None, win_capacity:23, starting_node_code:None, ending_node_name:281, ending_node_code:None, other_references:None, notes:None
2063 | 12739 | W2C | ON | Ontario | HONI | 1 | ac | 0.1 | 0.062 | 120.2 | 74.198 | 115 | [6 empty] | 2.48 | 81 | 89 |  | ON_CHP_JCT |  | ON_CHM_DSS |  | circuit_id:281, owner:281, planning_rgn:None, num_of_circuits:None, current:None, line_segment_length_km:6, line_segment_length_mi:6, line_length_km:6, line_length_mi:6, voltage:6, reactance:24, smax:25, sum_ampacity:None, win_ampacity:None, sum_rating:None, win_rating:None, power_factor:None, win_capacity:23, starting_node_code:None, ending_node_name:281, ending_node_code:None, other_references:None, notes:None
2064 | 12740 | W2C | ON | Ontario | HONI | 1 | ac | 120 | 74.074 | 120.2 | 74.198 | 115 | [6 empty] | 2.48 | 81 | 89 |  | ON_WAW_TSS |  | ON_CHP_JCT |  | circuit_id:281, owner:281, planning_rgn:None, num_of_circuits:None, current:None, line_segment_length_km:6, line_segment_length_mi:6, line_length_km:6, line_length_mi:6, voltage:6, reactance:24, smax:25, sum_ampacity:None, win_ampacity:None, sum_rating:None, win_rating:None, power_factor:None, win_capacity:23, starting_node_code:None, ending_node_name:281, ending_node_code:None, other_references:None, notes:None
2065 | 12741 | W2S | ON | Ontario | HONI | 1 | ac | 40 | 24.691 | 45 | 27.778 | 115 | [6 empty] | 3 | 98 | 108 |  | ON_BUC_DSS |  | ON_SYD_JCT |  | circuit_id:281, owner:281, planning_rgn:None, num_of_circuits:None, current:None, line_segment_length_km:7, line_segment_length_mi:7, line_length_km:7, line_length_mi:7, voltage:7, reactance:24, smax:25, sum_ampacity:None, win_ampacity:None, sum_rating:None, win_rating:None, power_factor:None, win_capacity:23, starting_node_code:None, ending_node_name:281, ending_node_code:None, other_references:None, notes:None
2066 | 12742 | W2S | ON | Ontario | HONI | 1 | ac | 5 | 3.086 | 45 | 27.778 | 115 | [6 empty] | 3 | 98 | 108 |  | ON_SYD_JCT |  | ON_SRY_DSS |  | circuit_id:281, owner:281, planning_rgn:None, num_of_circuits:None, current:None, line_segment_length_km:7, line_segment_length_mi:7, line_length_km:7, line_length_mi:7, voltage:7, reactance:24, smax:25, sum_ampacity:None, win_ampacity:None, sum_rating:None, win_rating:None, power_factor:None, win_capacity:23, starting_node_code:None, ending_node_name:281, ending_node_code:None, other_references:None, notes:None
2067 | 12743 | W36 | ON | Ontario | HONI | 1 | ac | 6 | 3.704 | 14 | 8.642 | 115 | [6 empty] | 3 | 98 | 108 |  | ON_BUC_DSS |  | ON_OXS_JCT |  | circuit_id:281, owner:281, planning_rgn:None, num_of_circuits:None, current:None, line_segment_length_km:7, line_segment_length_mi:7, line_length_km:7, line_length_mi:7, voltage:7, reactance:24, smax:25, sum_ampacity:None, win_ampacity:None, sum_rating:None, win_rating:None, power_factor:None, win_capacity:23, starting_node_code:None, ending_node_name:281, ending_node_code:None, other_references:None, notes:None
2068 | 12744 | W36 | ON | Ontario | HONI | 1 | ac | 3 | 1.852 | 14 | 8.642 | 115 | [6 empty] | 3 | 98 | 108 |  | ON_OXS_JCT |  | ON_CKE_DSS |  | circuit_id:281, owner:281, planning_rgn:None, num_of_circuits:None, current:None, line_segment_length_km:7, line_segment_length_mi:7, line_length_km:7, line_length_mi:7, voltage:7, reactance:24, smax:25, sum_ampacity:None, win_ampacity:None, sum_rating:None, win_rating:None, power_factor:None, win_capacity:23, starting_node_code:None, ending_node_name:281, ending_node_code:None, other_references:None, notes:None
2069 | 12745 | W36 | ON | Ontario | HONI | 1 | ac | 5 | 3.086 | 14 | 8.642 | 115 | [6 empty] | 3 | 98 | 108 |  | ON_OXS_JCT |  | ON_TBT_DSS |  | circuit_id:281, owner:281, planning_rgn:None, num_of_circuits:None, current:None, line_segment_length_km:7, line_segment_length_mi:7, line_length_km:7, line_length_mi:7, voltage:7, reactance:24, smax:25, sum_ampacity:None, win_ampacity:None, sum_rating:None, win_rating:None, power_factor:None, win_capacity:23, starting_node_code:None, ending_node_name:281, ending_node_code:None, other_references:None, notes:None
2070 | 12746 | W37 | ON | Ontario | HONI | 1 | ac | 8 | 4.938 | 16 | 9.877 | 115 | [6 empty] | 3 | 98 | 108 |  | ON_BUC_DSS |  | ON_DST_JCT |  | circuit_id:281, owner:281, planning_rgn:None, num_of_circuits:None, current:None, line_segment_length_km:7, line_segment_length_mi:7, line_length_km:7, line_length_mi:7, voltage:7, reactance:24, smax:25, sum_ampacity:None, win_ampacity:None, sum_rating:None, win_rating:None, power_factor:None, win_capacity:23, starting_node_code:None, ending_node_name:281, ending_node_code:None, other_references:None, notes:None
2071 | 12747 | W37 | ON | Ontario | HONI | 1 | ac | 3 | 1.852 | 16 | 9.877 | 115 | [6 empty] | 3 | 98 | 108 |  | ON_DST_JCT |  | ON_CKE_DSS |  | circuit_id:281, owner:281, planning_rgn:None, num_of_circuits:None, current:None, line_segment_length_km:7, line_segment_length_mi:7, line_length_km:7, line_length_mi:7, voltage:7, reactance:24, smax:25, sum_ampacity:None, win_ampacity:None, sum_rating:None, win_rating:None, power_factor:None, win_capacity:23, starting_node_code:None, ending_node_name:281, ending_node_code:None, other_references:None, notes:None
2072 | 12748 | W37 | ON | Ontario | HONI | 1 | ac | 5 | 3.086 | 16 | 9.877 | 115 | [6 empty] | 3 | 98 | 108 |  | ON_DST_JCT |  | ON_TBT_DSS |  | circuit_id:281, owner:281, planning_rgn:None, num_of_circuits:None, current:None, line_segment_length_km:7, line_segment_length_mi:7, line_length_km:7, line_length_mi:7, voltage:7, reactance:24, smax:25, sum_ampacity:None, win_ampacity:None, sum_rating:None, win_rating:None, power_factor:None, win_capacity:23, starting_node_code:None, ending_node_name:281, ending_node_code:None, other_references:None, notes:None
2073 | 12749 | W3B | ON | Ontario | HONI | 1 | ac | 0.1 | 0.062 | 40.1 | 24.753 | 115 | [6 empty] | 3 | 98 | 108 |  | ON_BTC_JCT |  | ON_BTC_SWS |  | circuit_id:281, owner:281, planning_rgn:None, num_of_circuits:None, current:None, line_segment_length_km:6, line_segment_length_mi:6, line_length_km:6, line_length_mi:6, voltage:6, reactance:24, smax:25, sum_ampacity:None, win_ampacity:None, sum_rating:None, win_rating:None, power_factor:None, win_capacity:23, starting_node_code:None, ending_node_name:281, ending_node_code:None, other_references:None, notes:None
2074 | 12750 | W3B | ON | Ontario | HONI | 1 | ac | 4 | 2.469 | 40.1 | 24.753 | 115 | [6 empty] | 3 | 98 | 108 |  | ON_BTC_JCT |  | ON_BRV_JCT |  | circuit_id:281, owner:281, planning_rgn:None, num_of_circuits:None, current:None, line_segment_length_km:6, line_segment_length_mi:6, line_length_km:6, line_length_mi:6, voltage:6, reactance:24, smax:25, sum_ampacity:None, win_ampacity:None, sum_rating:None, win_rating:None, power_factor:None, win_capacity:23, starting_node_code:None, ending_node_name:281, ending_node_code:None, other_references:None, notes:None
2075 | 12751 | W3B | ON | Ontario | HONI | 1 | ac | 23 | 14.198 | 40.1 | 24.753 | 115 | [6 empty] | 3 | 98 | 108 |  | ON_BRV_JCT |  | ON_STW_DSS |  | circuit_id:281, owner:281, planning_rgn:None, num_of_circuits:None, current:None, line_segment_length_km:6, line_segment_length_mi:6, line_length_km:6, line_length_mi:6, voltage:6, reactance:24, smax:25, sum_ampacity:None, win_ampacity:None, sum_rating:None, win_rating:None, power_factor:None, win_capacity:23, starting_node_code:None, ending_node_name:281, ending_node_code:None, other_references:None, notes:None
2076 | 12752 | W3B | ON | Ontario | HONI | 1 | ac | 13 | 8.025 | 40.1 | 24.753 | 115 | [6 empty] | 3 | 98 | 108 |  | ON_MTC_DSS |  | ON_BTC_JCT |  | circuit_id:281, owner:281, planning_rgn:None, num_of_circuits:None, current:None, line_segment_length_km:6, line_segment_length_mi:6, line_length_km:6, line_length_mi:6, voltage:6, reactance:24, smax:25, sum_ampacity:None, win_ampacity:None, sum_rating:None, win_rating:None, power_factor:None, win_capacity:23, starting_node_code:None, ending_node_name:281, ending_node_code:None, other_references:None, notes:None
2077 | 12753 | W3C | ON | Ontario | HONI | 1 | ac | 20 | 12.346 | 20 | 12.346 | 115 | [6 empty] | 3 | 98 | 108 |  | ON_WDF_SWS |  | ON_CRF_GSS |  | circuit_id:281, owner:281, planning_rgn:None, num_of_circuits:None, current:None, line_segment_length_km:6, line_segment_length_mi:6, line_length_km:6, line_length_mi:6, voltage:6, reactance:24, smax:25, sum_ampacity:None, win_ampacity:None, sum_rating:None, win_rating:None, power_factor:None, win_capacity:23, starting_node_code:None, ending_node_name:281, ending_node_code:None, other_references:None, notes:None
2078 | 12754 | W3T | ON | Ontario | HONI | 1 | ac | 5.5 | 3.395 | 17.5 | 10.802 | 115 | [6 empty] | 3 | 98 | 108 |  | ON_BUC_DSS |  | ON_KET_JCT |  | circuit_id:281, owner:281, planning_rgn:None, num_of_circuits:None, current:None, line_segment_length_km:7, line_segment_length_mi:7, line_length_km:7, line_length_mi:7, voltage:7, reactance:24, smax:25, sum_ampacity:None, win_ampacity:None, sum_rating:None, win_rating:None, power_factor:None, win_capacity:23, starting_node_code:None, ending_node_name:281, ending_node_code:None, other_references:None, notes:None
2079 | 12755 | W3T | ON | Ontario | HONI | 1 | ac | 9 | 5.556 | 17.5 | 10.802 | 115 | [6 empty] | 3 | 98 | 108 |  | ON_KET_JCT |  | ON_STT_DSS |  | circuit_id:281, owner:281, planning_rgn:None, num_of_circuits:None, current:None, line_segment_length_km:7, line_segment_length_mi:7, line_length_km:7, line_length_mi:7, voltage:7, reactance:24, smax:25, sum_ampacity:None, win_ampacity:None, sum_rating:None, win_rating:None, power_factor:None, win_capacity:23, starting_node_code:None, ending_node_name:281, ending_node_code:None, other_references:None, notes:None
2080 | 12756 | W3T | ON | Ontario | HONI | 1 | ac | 3 | 1.852 | 17.5 | 10.802 | 115 | [6 empty] | 3 | 98 | 108 |  | ON_KET_JCT |  | ON_W34_JCT |  | circuit_id:281, owner:281, planning_rgn:None, num_of_circuits:None, current:None, line_segment_length_km:7, line_segment_length_mi:7, line_length_km:7, line_length_mi:7, voltage:7, reactance:24, smax:25, sum_ampacity:None, win_ampacity:None, sum_rating:None, win_rating:None, power_factor:None, win_capacity:23, starting_node_code:None, ending_node_name:281, ending_node_code:None, other_references:None, notes:None
2081 | 12757 | W42L | ON | Ontario | HONI | 1 | ac | 40 | 24.691 | 40 | 24.691 | 230 | [6 empty] | 3 | 402 | 435 |  | ON_BUC_DSS |  | ON_LGW_DSS |  | circuit_id:281, owner:281, planning_rgn:None, num_of_circuits:None, current:None, line_segment_length_km:7, line_segment_length_mi:7, line_length_km:7, line_length_mi:7, voltage:7, reactance:24, smax:25, sum_ampacity:None, win_ampacity:None, sum_rating:None, win_rating:None, power_factor:None, win_capacity:23, starting_node_code:None, ending_node_name:281, ending_node_code:None, other_references:None, notes:None
2082 | 12758 | W43L | ON | Ontario | HONI | 1 | ac | 40 | 24.691 | 40 | 24.691 | 230 | [6 empty] | 3 | 402 | 435 |  | ON_BUC_DSS |  | ON_LGW_DSS |  | circuit_id:281, owner:281, planning_rgn:None, num_of_circuits:None, current:None, line_segment_length_km:7, line_segment_length_mi:7, line_length_km:7, line_length_mi:7, voltage:7, reactance:24, smax:25, sum_ampacity:None, win_ampacity:None, sum_rating:None, win_rating:None, power_factor:None, win_capacity:23, starting_node_code:None, ending_node_name:281, ending_node_code:None, other_references:None, notes:None
2083 | 12759 | W44LC | ON | Ontario | HONI | 1 | ac | 14 | 8.642 | 140 | 86.42 | 230 | [6 empty] | 2.24 | 300 | 325 |  | ON_BUC_DSS |  | ON_EDG_DSS |  | circuit_id:281, owner:281, planning_rgn:None, num_of_circuits:None, current:None, line_segment_length_km:7, line_segment_length_mi:7, line_length_km:7, line_length_mi:7, voltage:7, reactance:24, smax:25, sum_ampacity:None, win_ampacity:None, sum_rating:None, win_rating:None, power_factor:None, win_capacity:23, starting_node_code:None, ending_node_name:281, ending_node_code:None, other_references:None, notes:None
2084 | 12760 | W44LC | ON | Ontario | HONI | 1 | ac | 35 | 21.605 | 140 | 86.42 | 230 | [6 empty] | 2.24 | 300 | 325 |  | ON_BUC_DSS |  | ON_COW_JCT |  | circuit_id:281, owner:281, planning_rgn:None, num_of_circuits:None, current:None, line_segment_length_km:7, line_segment_length_mi:7, line_length_km:7, line_length_mi:7, voltage:7, reactance:24, smax:25, sum_ampacity:None, win_ampacity:None, sum_rating:None, win_rating:None, power_factor:None, win_capacity:23, starting_node_code:None, ending_node_name:281, ending_node_code:None, other_references:None, notes:None
2085 | 12761 | W44LC | ON | Ontario | HONI | 1 | ac | 30 | 18.519 | 140 | 86.42 | 230 | [6 empty] | 2.24 | 300 | 325 |  | ON_COW_JCT |  | ON_DUA_JCT |  | circuit_id:281, owner:281, planning_rgn:None, num_of_circuits:None, current:None, line_segment_length_km:7, line_segment_length_mi:7, line_length_km:7, line_length_mi:7, voltage:7, reactance:24, smax:25, sum_ampacity:None, win_ampacity:None, sum_rating:None, win_rating:None, power_factor:None, win_capacity:23, starting_node_code:None, ending_node_name:281, ending_node_code:None, other_references:None, notes:None
2086 | 12762 | W44LC | ON | Ontario | HONI | 1 | ac | 6 | 3.704 | 140 | 86.42 | 230 | [6 empty] | 2.24 | 300 | 325 |  | ON_DUA_JCT |  | ON_DUA_DSS |  | circuit_id:281, owner:281, planning_rgn:None, num_of_circuits:None, current:None, line_segment_length_km:6, line_segment_length_mi:6, line_length_km:6, line_length_mi:6, voltage:6, reactance:24, smax:25, sum_ampacity:None, win_ampacity:None, sum_rating:None, win_rating:None, power_factor:None, win_capacity:23, starting_node_code:None, ending_node_name:281, ending_node_code:None, other_references:None, notes:None
2087 | 12763 | W44LC | ON | Ontario | HONI | 1 | ac | 40 | 24.691 | 140 | 86.42 | 230 | [6 empty] | 2.24 | 300 | 325 |  | ON_DUA_JCT |  | ON_CHT_SWS |  | circuit_id:281, owner:281, planning_rgn:None, num_of_circuits:None, current:None, line_segment_length_km:6, line_segment_length_mi:6, line_length_km:6, line_length_mi:6, voltage:6, reactance:24, smax:25, sum_ampacity:None, win_ampacity:None, sum_rating:None, win_rating:None, power_factor:None, win_capacity:23, starting_node_code:None, ending_node_name:281, ending_node_code:None, other_references:None, notes:None
2088 | 12764 | W44LC | ON | Ontario | HONI | 1 | ac | 15 | 9.259 | 140 | 86.42 | 230 | [6 empty] | 2.24 | 300 | 325 |  | ON_COW_JCT |  | ON_LGW_DSS |  | circuit_id:281, owner:281, planning_rgn:None, num_of_circuits:None, current:None, line_segment_length_km:7, line_segment_length_mi:7, line_length_km:7, line_length_mi:7, voltage:7, reactance:24, smax:25, sum_ampacity:None, win_ampacity:None, sum_rating:None, win_rating:None, power_factor:None, win_capacity:23, starting_node_code:None, ending_node_name:281, ending_node_code:None, other_references:None, notes:None
2089 | 12765 | W45LC | ON | Ontario | HONI | 1 | ac | 35 | 21.605 | 96 | 59.259 | 230 | [6 empty] | 2.87 | 385 | 416 |  | ON_BUC_DSS |  | ON_COW_JCT |  | circuit_id:281, owner:281, planning_rgn:None, num_of_circuits:None, current:None, line_segment_length_km:7, line_segment_length_mi:7, line_length_km:7, line_length_mi:7, voltage:7, reactance:24, smax:25, sum_ampacity:None, win_ampacity:None, sum_rating:None, win_rating:None, power_factor:None, win_capacity:23, starting_node_code:None, ending_node_name:281, ending_node_code:None, other_references:None, notes:None
2090 | 12766 | W45LC | ON | Ontario | HONI | 1 | ac | 30 | 18.519 | 96 | 59.259 | 230 | [6 empty] | 2.87 | 385 | 416 |  | ON_COW_JCT |  | ON_DUA_JCT |  | circuit_id:281, owner:281, planning_rgn:None, num_of_circuits:None, current:None, line_segment_length_km:7, line_segment_length_mi:7, line_length_km:7, line_length_mi:7, voltage:7, reactance:24, smax:25, sum_ampacity:None, win_ampacity:None, sum_rating:None, win_rating:None, power_factor:None, win_capacity:23, starting_node_code:None, ending_node_name:281, ending_node_code:None, other_references:None, notes:None
2091 | 12767 | W45LC | ON | Ontario | HONI | 1 | ac | 6 | 3.704 | 96 | 59.259 | 230 | [6 empty] | 2.87 | 385 | 416 |  | ON_DUA_JCT |  | ON_DUA_DSS |  | circuit_id:281, owner:281, planning_rgn:None, num_of_circuits:None, current:None, line_segment_length_km:6, line_segment_length_mi:6, line_length_km:6, line_length_mi:6, voltage:6, reactance:24, smax:25, sum_ampacity:None, win_ampacity:None, sum_rating:None, win_rating:None, power_factor:None, win_capacity:23, starting_node_code:None, ending_node_name:281, ending_node_code:None, other_references:None, notes:None
2092 | 12768 | W45LC | ON | Ontario | HONI | 1 | ac | 10 | 6.173 | 96 | 59.259 | 230 | [6 empty] | 2.87 | 385 | 416 |  | ON_DUA_JCT |  | ON_SPC_SWS |  | circuit_id:281, owner:281, planning_rgn:None, num_of_circuits:None, current:None, line_segment_length_km:7, line_segment_length_mi:7, line_length_km:7, line_length_mi:7, voltage:7, reactance:24, smax:25, sum_ampacity:None, win_ampacity:None, sum_rating:None, win_rating:None, power_factor:None, win_capacity:23, starting_node_code:None, ending_node_name:281, ending_node_code:None, other_references:None, notes:None
2093 | 12769 | W45LC | ON | Ontario | HONI | 1 | ac | 15 | 9.259 | 96 | 59.259 | 230 | [6 empty] | 2.87 | 385 | 416 |  | ON_COW_JCT |  | ON_LGW_DSS |  | circuit_id:281, owner:281, planning_rgn:None, num_of_circuits:None, current:None, line_segment_length_km:7, line_segment_length_mi:7, line_length_km:7, line_length_mi:7, voltage:7, reactance:24, smax:25, sum_ampacity:None, win_ampacity:None, sum_rating:None, win_rating:None, power_factor:None, win_capacity:23, starting_node_code:None, ending_node_name:281, ending_node_code:None, other_references:None, notes:None
2094 | 12770 | W4T | ON | Ontario | HONI | 1 | ac | 5.5 | 3.395 | 17.5 | 10.802 | 115 | [6 empty] | 3 | 98 | 108 |  | ON_BUC_DSS |  | ON_KET_JCT |  | circuit_id:281, owner:281, planning_rgn:None, num_of_circuits:None, current:None, line_segment_length_km:7, line_segment_length_mi:7, line_length_km:7, line_length_mi:7, voltage:7, reactance:24, smax:25, sum_ampacity:None, win_ampacity:None, sum_rating:None, win_rating:None, power_factor:None, win_capacity:23, starting_node_code:None, ending_node_name:281, ending_node_code:None, other_references:None, notes:None
2095 | 12771 | W4T | ON | Ontario | HONI | 1 | ac | 9 | 5.556 | 17.5 | 10.802 | 115 | [6 empty] | 3 | 98 | 108 |  | ON_KET_JCT |  | ON_STT_DSS |  | circuit_id:281, owner:281, planning_rgn:None, num_of_circuits:None, current:None, line_segment_length_km:7, line_segment_length_mi:7, line_length_km:7, line_length_mi:7, voltage:7, reactance:24, smax:25, sum_ampacity:None, win_ampacity:None, sum_rating:None, win_rating:None, power_factor:None, win_capacity:23, starting_node_code:None, ending_node_name:281, ending_node_code:None, other_references:None, notes:None
2096 | 12772 | W4T | ON | Ontario | HONI | 1 | ac | 3 | 1.852 | 17.5 | 10.802 | 115 | [6 empty] | 3 | 98 | 108 |  | ON_KET_JCT |  | ON_W34_JCT |  | circuit_id:281, owner:281, planning_rgn:None, num_of_circuits:None, current:None, line_segment_length_km:7, line_segment_length_mi:7, line_length_km:7, line_length_mi:7, voltage:7, reactance:24, smax:25, sum_ampacity:None, win_ampacity:None, sum_rating:None, win_rating:None, power_factor:None, win_capacity:23, starting_node_code:None, ending_node_name:281, ending_node_code:None, other_references:None, notes:None
2097 | 12773 | W5N | ON | Ontario | HONI | 1 | ac | 4.5 | 2.778 | 4.5 | 2.778 | 115 | [6 empty] | 3 | 98 | 108 |  | ON_BUC_DSS |  | ON_NEL_DSS |  | circuit_id:281, owner:281, planning_rgn:None, num_of_circuits:None, current:None, line_segment_length_km:7, line_segment_length_mi:7, line_length_km:7, line_length_mi:7, voltage:7, reactance:24, smax:25, sum_ampacity:None, win_ampacity:None, sum_rating:None, win_rating:None, power_factor:None, win_capacity:23, starting_node_code:None, ending_node_name:281, ending_node_code:None, other_references:None, notes:None
2098 | 12774 | W6CS | ON | Ontario | HONI | 1 | ac | 1 | 0.617 | 66.2 | 40.864 | 115 | [6 empty] | 3 | 98 | 108 |  | ON_ARN_JCT |  | ON_ARN_DSS |  | circuit_id:281, owner:281, planning_rgn:None, num_of_circuits:None, current:None, line_segment_length_km:7, line_segment_length_mi:7, line_length_km:7, line_length_mi:7, voltage:7, reactance:24, smax:25, sum_ampacity:None, win_ampacity:None, sum_rating:None, win_rating:None, power_factor:None, win_capacity:23, starting_node_code:None, ending_node_name:281, ending_node_code:None, other_references:None, notes:None
2099 | 12775 | W6CS | ON | Ontario | HONI | 1 | ac | 10 | 6.173 | 66.2 | 40.864 | 115 | [6 empty] | 3 | 98 | 108 |  | ON_ARN_JCT |  | ON_MSP_JCT |  | circuit_id:281, owner:281, planning_rgn:None, num_of_circuits:None, current:None, line_segment_length_km:7, line_segment_length_mi:7, line_length_km:7, line_length_mi:7, voltage:7, reactance:24, smax:25, sum_ampacity:None, win_ampacity:None, sum_rating:None, win_rating:None, power_factor:None, win_capacity:23, starting_node_code:None, ending_node_name:281, ending_node_code:None, other_references:None, notes:None
2100 | 12776 | W6CS | ON | Ontario | HONI | 1 | ac | 0.1 | 0.062 | 66.2 | 40.864 | 115 | [6 empty] | 3 | 98 | 108 |  | ON_MCW_JCT |  | ON_MCW_DSS |  | circuit_id:281, owner:281, planning_rgn:None, num_of_circuits:None, current:None, line_segment_length_km:7, line_segment_length_mi:7, line_length_km:7, line_length_mi:7, voltage:7, reactance:24, smax:25, sum_ampacity:None, win_ampacity:None, sum_rating:None, win_rating:None, power_factor:None, win_capacity:23, starting_node_code:None, ending_node_name:281, ending_node_code:None, other_references:None, notes:None
2101 | 12777 | W6CS | ON | Ontario | HONI | 1 | ac | 0.1 | 0.062 | 66.2 | 40.864 | 115 | [6 empty] | 3 | 98 | 108 |  | ON_MCW_JCT |  | ON_SOM_SWS |  | circuit_id:281, owner:281, planning_rgn:None, num_of_circuits:None, current:None, line_segment_length_km:7, line_segment_length_mi:7, line_length_km:7, line_length_mi:7, voltage:7, reactance:24, smax:25, sum_ampacity:None, win_ampacity:None, sum_rating:None, win_rating:None, power_factor:None, win_capacity:23, starting_node_code:None, ending_node_name:281, ending_node_code:None, other_references:None, notes:None
2102 | 12778 | W6CS | ON | Ontario | HONI | 1 | ac | 15 | 9.259 | 66.2 | 40.864 | 115 | [6 empty] | 3 | 98 | 108 |  | ON_MSP_JCT |  | ON_CHF_SWS |  | circuit_id:281, owner:281, planning_rgn:None, num_of_circuits:None, current:None, line_segment_length_km:7, line_segment_length_mi:7, line_length_km:7, line_length_mi:7, voltage:7, reactance:24, smax:25, sum_ampacity:None, win_ampacity:None, sum_rating:None, win_rating:None, power_factor:None, win_capacity:23, starting_node_code:None, ending_node_name:281, ending_node_code:None, other_references:None, notes:None
2103 | 12779 | W6CS | ON | Ontario | HONI | 1 | ac | 30 | 18.519 | 66.2 | 40.864 | 115 | [6 empty] | 3 | 98 | 108 |  | ON_MSP_JCT |  | ON_MCW_JCT |  | circuit_id:281, owner:281, planning_rgn:None, num_of_circuits:None, current:None, line_segment_length_km:7, line_segment_length_mi:7, line_length_km:7, line_length_mi:7, voltage:7, reactance:24, smax:25, sum_ampacity:None, win_ampacity:None, sum_rating:None, win_rating:None, power_factor:None, win_capacity:23, starting_node_code:None, ending_node_name:281, ending_node_code:None, other_references:None, notes:None
2104 | 12780 | W6CS | ON | Ontario | HONI | 1 | ac | 10 | 6.173 | 66.2 | 40.864 | 115 | [6 empty] | 3 | 98 | 108 |  | ON_STW_DSS |  | ON_ARN_JCT |  | circuit_id:281, owner:281, planning_rgn:None, num_of_circuits:None, current:None, line_segment_length_km:7, line_segment_length_mi:7, line_length_km:7, line_length_mi:7, voltage:7, reactance:24, smax:25, sum_ampacity:None, win_ampacity:None, sum_rating:None, win_rating:None, power_factor:None, win_capacity:23, starting_node_code:None, ending_node_name:281, ending_node_code:None, other_references:None, notes:None
2105 | 12781 | W6NL | ON | Ontario | HONI | 1 | ac | 4.5 | 2.778 | 7.1 | 4.383 | 115 | [6 empty] | 3 | 98 | 108 |  | ON_NEL_DSS |  | ON_BUC_JCT |  | circuit_id:281, owner:281, planning_rgn:None, num_of_circuits:None, current:None, line_segment_length_km:7, line_segment_length_mi:7, line_length_km:7, line_length_mi:7, voltage:7, reactance:24, smax:25, sum_ampacity:None, win_ampacity:None, sum_rating:None, win_rating:None, power_factor:None, win_capacity:23, starting_node_code:None, ending_node_name:281, ending_node_code:None, other_references:None, notes:None
2106 | 12782 | W6NL | ON | Ontario | HONI | 1 | ac | 2.5 | 1.543 | 7.1 | 4.383 | 115 | [6 empty] | 3 | 98 | 108 |  | ON_BUC_JCT |  | ON_HIG_DSS |  | circuit_id:281, owner:281, planning_rgn:None, num_of_circuits:None, current:None, line_segment_length_km:7, line_segment_length_mi:7, line_length_km:7, line_length_mi:7, voltage:7, reactance:24, smax:25, sum_ampacity:None, win_ampacity:None, sum_rating:None, win_rating:None, power_factor:None, win_capacity:23, starting_node_code:None, ending_node_name:281, ending_node_code:None, other_references:None, notes:None
2107 | 12783 | W6NL | ON | Ontario | HONI | 1 | ac | 0.1 | 0.062 | 7.1 | 4.383 | 115 | [6 empty] | 3 | 98 | 108 |  | ON_BUC_DSS |  | ON_BUC_JCT |  | circuit_id:281, owner:281, planning_rgn:None, num_of_circuits:None, current:None, line_segment_length_km:7, line_segment_length_mi:7, line_length_km:7, line_length_mi:7, voltage:7, reactance:24, smax:25, sum_ampacity:None, win_ampacity:None, sum_rating:None, win_rating:None, power_factor:None, win_capacity:23, starting_node_code:None, ending_node_name:281, ending_node_code:None, other_references:None, notes:None
2108 | 12784 | W7 | ON | Ontario | HONI | 1 | ac | 28 | 17.284 | 28 | 17.284 | 115 | [6 empty] | 3 | 98 | 108 |  | ON_BUC_DSS |  | ON_ING_DSS |  | circuit_id:281, owner:281, planning_rgn:None, num_of_circuits:None, current:None, line_segment_length_km:7, line_segment_length_mi:7, line_length_km:7, line_length_mi:7, voltage:7, reactance:24, smax:25, sum_ampacity:None, win_ampacity:None, sum_rating:None, win_rating:None, power_factor:None, win_capacity:23, starting_node_code:None, ending_node_name:281, ending_node_code:None, other_references:None, notes:None
2109 | 12785 | W71D | ON | Ontario | HONI | 1 | ac | 60 | 37.037 | 155.1 | 95.741 | 230 | [6 empty] | 2.09 | 281 | 304 |  | ON_DYM_DSS |  | ON_LWN_JCT |  | circuit_id:281, owner:281, planning_rgn:None, num_of_circuits:None, current:None, line_segment_length_km:6, line_segment_length_mi:6, line_length_km:6, line_length_mi:6, voltage:6, reactance:24, smax:25, sum_ampacity:None, win_ampacity:None, sum_rating:None, win_rating:None, power_factor:None, win_capacity:23, starting_node_code:None, ending_node_name:281, ending_node_code:None, other_references:None, notes:None
2110 | 12786 | W71D | ON | Ontario | HONI | 1 | ac | 0.1 | 0.062 | 155.1 | 95.741 | 230 | [6 empty] | 2.09 | 281 | 304 |  | ON_LWN_JCT |  | ON_LWN_GSS |  | circuit_id:281, owner:281, planning_rgn:None, num_of_circuits:None, current:None, line_segment_length_km:6, line_segment_length_mi:6, line_length_km:6, line_length_mi:6, voltage:6, reactance:24, smax:25, sum_ampacity:None, win_ampacity:None, sum_rating:None, win_rating:None, power_factor:None, win_capacity:23, starting_node_code:None, ending_node_name:281, ending_node_code:None, other_references:None, notes:None
2111 | 12787 | W71D | ON | Ontario | HONI | 1 | ac | 80 | 49.383 | 155.1 | 95.741 | 230 | [6 empty] | 2.09 | 281 | 304 |  | ON_LWN_JCT |  | ON_WFD_SWS |  | circuit_id:281, owner:281, planning_rgn:None, num_of_circuits:None, current:None, line_segment_length_km:6, line_segment_length_mi:6, line_length_km:6, line_length_mi:6, voltage:6, reactance:24, smax:25, sum_ampacity:None, win_ampacity:None, sum_rating:None, win_rating:None, power_factor:None, win_capacity:23, starting_node_code:None, ending_node_name:281, ending_node_code:None, other_references:None, notes:None
2112 | 12788 | W71D | ON | Ontario | HONI | 1 | ac | 15 | 9.259 | 155.1 | 95.741 | 230 | [6 empty] | 2.09 | 281 | 304 |  | ON_WFD_SWS |  | ON_TRL_DSS |  | circuit_id:281, owner:281, planning_rgn:None, num_of_circuits:None, current:None, line_segment_length_km:6, line_segment_length_mi:6, line_length_km:6, line_length_mi:6, voltage:6, reactance:24, smax:25, sum_ampacity:None, win_ampacity:None, sum_rating:None, win_rating:None, power_factor:None, win_capacity:23, starting_node_code:None, ending_node_name:281, ending_node_code:None, other_references:None, notes:None
2113 | 12789 | W8T | ON | Ontario | HONI | 1 | ac | 14 | 8.642 | 37 | 22.84 | 115 | [6 empty] | 3 | 98 | 108 |  | ON_BUC_DSS |  | ON_EDG_JCT |  | circuit_id:281, owner:281, planning_rgn:None, num_of_circuits:None, current:None, line_segment_length_km:7, line_segment_length_mi:7, line_length_km:7, line_length_mi:7, voltage:7, reactance:24, smax:25, sum_ampacity:None, win_ampacity:None, sum_rating:None, win_rating:None, power_factor:None, win_capacity:23, starting_node_code:None, ending_node_name:281, ending_node_code:None, other_references:None, notes:None
2114 | 12790 | W8T | ON | Ontario | HONI | 1 | ac | 15 | 9.259 | 37 | 22.84 | 115 | [6 empty] | 3 | 98 | 108 |  | ON_EDG_JCT |  | ON_LYO_JCT |  | circuit_id:281, owner:281, planning_rgn:None, num_of_circuits:None, current:None, line_segment_length_km:7, line_segment_length_mi:7, line_length_km:7, line_length_mi:7, voltage:7, reactance:24, smax:25, sum_ampacity:None, win_ampacity:None, sum_rating:None, win_rating:None, power_factor:None, win_capacity:23, starting_node_code:None, ending_node_name:281, ending_node_code:None, other_references:None, notes:None
2115 | 12791 | W8T | ON | Ontario | HONI | 1 | ac | 8 | 4.938 | 37 | 22.84 | 115 | [6 empty] | 3 | 98 | 108 |  | ON_LYO_JCT |  | ON_CRN_JCT |  | circuit_id:281, owner:281, planning_rgn:None, num_of_circuits:None, current:None, line_segment_length_km:6, line_segment_length_mi:6, line_length_km:6, line_length_mi:6, voltage:6, reactance:24, smax:25, sum_ampacity:None, win_ampacity:None, sum_rating:None, win_rating:None, power_factor:None, win_capacity:23, starting_node_code:None, ending_node_name:281, ending_node_code:None, other_references:None, notes:None
2116 | 12792 | W9L | ON | Ontario | HONI | 1 | ac | 2.5 | 1.543 | 2.5 | 1.543 | 115 | [6 empty] | 3 | 98 | 108 |  | ON_BUC_DSS |  | ON_HIG_DSS |  | circuit_id:281, owner:281, planning_rgn:None, num_of_circuits:None, current:None, line_segment_length_km:7, line_segment_length_mi:7, line_length_km:7, line_length_mi:7, voltage:7, reactance:24, smax:25, sum_ampacity:None, win_ampacity:None, sum_rating:None, win_rating:None, power_factor:None, win_capacity:23, starting_node_code:None, ending_node_name:281, ending_node_code:None, other_references:None, notes:None
2117 | 12793 | WT1A | ON | Ontario | HONI | 1 | ac | 4 | 2.469 | 10.1 | 6.235 | 115 | [6 empty] | 3 | 98 | 108 |  | ON_LYO_JCT |  | ON_SVC_JCT |  | circuit_id:281, owner:281, planning_rgn:None, num_of_circuits:None, current:None, line_segment_length_km:7, line_segment_length_mi:7, line_length_km:7, line_length_mi:7, voltage:7, reactance:24, smax:25, sum_ampacity:None, win_ampacity:None, sum_rating:None, win_rating:None, power_factor:None, win_capacity:23, starting_node_code:None, ending_node_name:281, ending_node_code:None, other_references:None, notes:None
2118 | 12794 | WT1A | ON | Ontario | HONI | 1 | ac | 6 | 3.704 | 10.1 | 6.235 | 115 | [6 empty] | 3 | 98 | 108 |  | ON_SVC_JCT |  | ON_AYL_DSS |  | circuit_id:281, owner:281, planning_rgn:None, num_of_circuits:None, current:None, line_segment_length_km:7, line_segment_length_mi:7, line_length_km:7, line_length_mi:7, voltage:7, reactance:24, smax:25, sum_ampacity:None, win_ampacity:None, sum_rating:None, win_rating:None, power_factor:None, win_capacity:23, starting_node_code:None, ending_node_name:281, ending_node_code:None, other_references:None, notes:None
2119 | 12795 | WT1A | ON | Ontario | HONI | 1 | ac | 0.1 | 0.062 | 10.1 | 6.235 | 115 | [6 empty] | 3 | 98 | 108 |  | ON_SVC_JCT |  | ON_SVC_GSS |  | circuit_id:281, owner:281, planning_rgn:None, num_of_circuits:None, current:None, line_segment_length_km:7, line_segment_length_mi:7, line_length_km:7, line_length_mi:7, voltage:7, reactance:24, smax:25, sum_ampacity:None, win_ampacity:None, sum_rating:None, win_rating:None, power_factor:None, win_capacity:23, starting_node_code:None, ending_node_name:281, ending_node_code:None, other_references:None, notes:None
2120 | 12796 | WT1T | ON | Ontario | HONI | 1 | ac | 8 | 4.938 | 37.1 | 22.901 | 115 | [6 empty] | 3 | 98 | 108 |  | ON_CRN_JCT |  | ON_ESW_JCT |  | circuit_id:281, owner:281, planning_rgn:None, num_of_circuits:None, current:None, line_segment_length_km:7, line_segment_length_mi:7, line_length_km:7, line_length_mi:7, voltage:7, reactance:24, smax:25, sum_ampacity:None, win_ampacity:None, sum_rating:None, win_rating:None, power_factor:None, win_capacity:23, starting_node_code:None, ending_node_name:281, ending_node_code:None, other_references:None, notes:None
2121 | 12797 | WT1T | ON | Ontario | HONI | 1 | ac | 20 | 12.346 | 37.1 | 22.901 | 115 | [6 empty] | 3 | 98 | 108 |  | ON_ESW_JCT |  | ON_ESW_GSS |  | circuit_id:281, owner:281, planning_rgn:None, num_of_circuits:None, current:None, line_segment_length_km:7, line_segment_length_mi:7, line_length_km:7, line_length_mi:7, voltage:7, reactance:24, smax:25, sum_ampacity:None, win_ampacity:None, sum_rating:None, win_rating:None, power_factor:None, win_capacity:23, starting_node_code:None, ending_node_name:281, ending_node_code:None, other_references:None, notes:None
2122 | 12798 | WT1T | ON | Ontario | HONI | 1 | ac | 9 | 5.556 | 37.1 | 22.901 | 115 | [6 empty] | 3 | 98 | 108 |  | ON_ESW_JCT |  | ON_TLL_JCT |  | circuit_id:281, owner:281, planning_rgn:None, num_of_circuits:None, current:None, line_segment_length_km:7, line_segment_length_mi:7, line_length_km:7, line_length_mi:7, voltage:7, reactance:24, smax:25, sum_ampacity:None, win_ampacity:None, sum_rating:None, win_rating:None, power_factor:None, win_capacity:23, starting_node_code:None, ending_node_name:281, ending_node_code:None, other_references:None, notes:None
2123 | 12799 | WT1T | ON | Ontario | HONI | 2 | ac | 0.1 | 0.062 | 37.1 | 22.901 | 115 | [6 empty] | 3 | 98 | 108 |  | ON_TLL_JCT |  | ON_TLL_DSS |  | circuit_id:281, owner:281, planning_rgn:None, num_of_circuits:None, current:None, line_segment_length_km:7, line_segment_length_mi:7, line_length_km:7, line_length_mi:7, voltage:7, reactance:24, smax:25, sum_ampacity:None, win_ampacity:None, sum_rating:None, win_rating:None, power_factor:None, win_capacity:23, starting_node_code:None, ending_node_name:281, ending_node_code:None, other_references:None, notes:None
2124 | 12800 | WW1C | ON | Ontario | HONI | 1 | ac | 10 | 6.173 | 10 | 6.173 | 115 | [6 empty] | 3 | 98 | 108 |  | ON_ING_DSS |  | ON_LFW_ISS |  | circuit_id:281, owner:281, planning_rgn:None, num_of_circuits:None, current:None, line_segment_length_km:6, line_segment_length_mi:6, line_length_km:6, line_length_mi:6, voltage:6, reactance:24, smax:25, sum_ampacity:None, win_ampacity:None, sum_rating:None, win_rating:None, power_factor:None, win_capacity:23, starting_node_code:None, ending_node_name:281, ending_node_code:None, other_references:None, notes:None
2125 | 12801 | X1H | ON | Ontario | HONI | 1 | ac | 25 | 15.432 | 58.2 | 35.926 | 230 | [6 empty] | 3 | 402 | 435 |  | ON_HNB_SWS |  | ON_CTQ_TSS |  | circuit_id:281, owner:281, planning_rgn:None, num_of_circuits:None, current:None, line_segment_length_km:6, line_segment_length_mi:6, line_length_km:6, line_length_mi:6, voltage:6, reactance:24, smax:25, sum_ampacity:None, win_ampacity:None, sum_rating:None, win_rating:None, power_factor:None, win_capacity:23, starting_node_code:None, ending_node_name:281, ending_node_code:None, other_references:None, notes:None
2126 | 12802 | X1H | ON | Ontario | HONI | 1 | ac | 18 | 11.111 | 58.2 | 35.926 | 230 | [6 empty] | 3 | 402 | 435 |  | ON_CTQ_TSS |  | ON_NPK_JCT |  | circuit_id:281, owner:281, planning_rgn:None, num_of_circuits:None, current:None, line_segment_length_km:6, line_segment_length_mi:6, line_length_km:6, line_length_mi:6, voltage:6, reactance:24, smax:25, sum_ampacity:None, win_ampacity:None, sum_rating:None, win_rating:None, power_factor:None, win_capacity:23, starting_node_code:None, ending_node_name:281, ending_node_code:None, other_references:None, notes:None
2127 | 12803 | X1H | ON | Ontario | HONI | 1 | ac | 0.1 | 0.062 | 58.2 | 35.926 | 230 | [6 empty] | 3 | 402 | 435 |  | ON_NPK_JCT |  | ON_NPK_GSS |  | circuit_id:281, owner:281, planning_rgn:None, num_of_circuits:None, current:None, line_segment_length_km:6, line_segment_length_mi:6, line_length_km:6, line_length_mi:6, voltage:6, reactance:24, smax:25, sum_ampacity:None, win_ampacity:None, sum_rating:None, win_rating:None, power_factor:None, win_capacity:23, starting_node_code:None, ending_node_name:281, ending_node_code:None, other_references:None, notes:None
2128 | 12804 | X1H | ON | Ontario | HONI | 1 | ac | 10 | 6.173 | 58.2 | 35.926 | 230 | [6 empty] | 3 | 402 | 435 |  | ON_NPK_JCT |  | ON_LAF_JCT |  | circuit_id:281, owner:281, planning_rgn:None, num_of_circuits:None, current:None, line_segment_length_km:6, line_segment_length_mi:6, line_length_km:6, line_length_mi:6, voltage:6, reactance:24, smax:25, sum_ampacity:None, win_ampacity:None, sum_rating:None, win_rating:None, power_factor:None, win_capacity:23, starting_node_code:None, ending_node_name:281, ending_node_code:None, other_references:None, notes:None
2129 | 12805 | X1H | ON | Ontario | HONI | 1 | ac | 0.1 | 0.062 | 58.2 | 35.926 | 230 | [6 empty] | 3 | 402 | 435 |  | ON_LAF_JCT |  | ON_LFB_ISS |  | circuit_id:281, owner:281, planning_rgn:None, num_of_circuits:None, current:None, line_segment_length_km:6, line_segment_length_mi:6, line_length_km:6, line_length_mi:6, voltage:6, reactance:24, smax:25, sum_ampacity:None, win_ampacity:None, sum_rating:None, win_rating:None, power_factor:None, win_capacity:23, starting_node_code:None, ending_node_name:281, ending_node_code:None, other_references:None, notes:None
2130 | 12806 | X1H | ON | Ontario | HONI | 1 | ac | 5 | 3.086 | 58.2 | 35.926 | 230 | [6 empty] | 3 | 402 | 435 |  | ON_LAF_JCT |  | ON_LEN_TSS |  | circuit_id:281, owner:281, planning_rgn:None, num_of_circuits:None, current:None, line_segment_length_km:6, line_segment_length_mi:6, line_length_km:6, line_length_mi:6, voltage:6, reactance:24, smax:25, sum_ampacity:None, win_ampacity:None, sum_rating:None, win_rating:None, power_factor:None, win_capacity:23, starting_node_code:None, ending_node_name:281, ending_node_code:None, other_references:None, notes:None
2131 | 12807 | X1P | ON | Ontario | HONI | 1 | ac | 45 | 27.778 | 200.1 | 123.519 | 230 | [6 empty] | 1.77 | 237 | 257 |  | ON_CHX_TSS |  | ON_MTC_JCT |  | circuit_id:281, owner:281, planning_rgn:None, num_of_circuits:None, current:None, line_segment_length_km:6, line_segment_length_mi:6, line_length_km:6, line_length_mi:6, voltage:6, reactance:24, smax:25, sum_ampacity:None, win_ampacity:None, sum_rating:None, win_rating:None, power_factor:None, win_capacity:23, starting_node_code:None, ending_node_name:281, ending_node_code:None, other_references:None, notes:None
2132 | 12808 | X1P | ON | Ontario | HONI | 1 | ac | 10 | 6.173 | 200.1 | 123.519 | 230 | [6 empty] | 1.77 | 237 | 257 |  | ON_MOG_JCT |  | ON_MZW_DSS |  | circuit_id:281, owner:281, planning_rgn:None, num_of_circuits:None, current:None, line_segment_length_km:6, line_segment_length_mi:6, line_length_km:6, line_length_mi:6, voltage:6, reactance:24, smax:25, sum_ampacity:None, win_ampacity:None, sum_rating:None, win_rating:None, power_factor:None, win_capacity:23, starting_node_code:None, ending_node_name:281, ending_node_code:None, other_references:None, notes:None
2133 | 12809 | X1P | ON | Ontario | HONI | 1 | ac | 110 | 67.901 | 200.1 | 123.519 | 230 | [6 empty] | 1.77 | 237 | 257 |  | ON_MOG_JCT |  | ON_DOB_DSS |  | circuit_id:281, owner:281, planning_rgn:None, num_of_circuits:None, current:None, line_segment_length_km:6, line_segment_length_mi:6, line_length_km:6, line_length_mi:6, voltage:6, reactance:24, smax:25, sum_ampacity:None, win_ampacity:None, sum_rating:None, win_rating:None, power_factor:None, win_capacity:23, starting_node_code:None, ending_node_name:281, ending_node_code:None, other_references:None, notes:None
2134 | 12810 | X1P | ON | Ontario | HONI | 1 | ac | 0.1 | 0.062 | 200.1 | 123.519 | 230 | [6 empty] | 1.77 | 237 | 257 |  | ON_MTC_JCT |  | ON_MTC_GSS |  | circuit_id:281, owner:281, planning_rgn:None, num_of_circuits:None, current:None, line_segment_length_km:6, line_segment_length_mi:6, line_length_km:6, line_length_mi:6, voltage:6, reactance:24, smax:25, sum_ampacity:None, win_ampacity:None, sum_rating:None, win_rating:None, power_factor:None, win_capacity:23, starting_node_code:None, ending_node_name:281, ending_node_code:None, other_references:None, notes:None
2135 | 12811 | X1P | ON | Ontario | HONI | 1 | ac | 35 | 21.605 | 200.1 | 123.519 | 230 | [6 empty] | 1.77 | 237 | 257 |  | ON_MTC_JCT |  | ON_MOG_JCT |  | circuit_id:281, owner:281, planning_rgn:None, num_of_circuits:None, current:None, line_segment_length_km:6, line_segment_length_mi:6, line_length_km:6, line_length_mi:6, voltage:6, reactance:24, smax:25, sum_ampacity:None, win_ampacity:None, sum_rating:None, win_rating:None, power_factor:None, win_capacity:23, starting_node_code:None, ending_node_name:281, ending_node_code:None, other_references:None, notes:None
2136 | 12812 | X21 | ON | Ontario | HONI | 1 | ac | 17 | 10.494 | 49 | 30.247 | 230 | [6 empty] | 3 | 402 | 435 |  | ON_LEN_TSS |  | ON_GNA_JCT |  | circuit_id:281, owner:281, planning_rgn:None, num_of_circuits:None, current:None, line_segment_length_km:6, line_segment_length_mi:6, line_length_km:6, line_length_mi:6, voltage:6, reactance:24, smax:25, sum_ampacity:None, win_ampacity:None, sum_rating:None, win_rating:None, power_factor:None, win_capacity:23, starting_node_code:None, ending_node_name:281, ending_node_code:None, other_references:None, notes:None
2137 | 12813 | X21 | ON | Ontario | HONI | 1 | ac | 7 | 4.321 | 49 | 30.247 | 230 | [6 empty] | 3 | 402 | 435 |  | ON_GNA_JCT |  | ON_NAP_DSS |  | circuit_id:281, owner:281, planning_rgn:None, num_of_circuits:None, current:None, line_segment_length_km:6, line_segment_length_mi:6, line_length_km:6, line_length_mi:6, voltage:6, reactance:24, smax:25, sum_ampacity:None, win_ampacity:None, sum_rating:None, win_rating:None, power_factor:None, win_capacity:23, starting_node_code:None, ending_node_name:281, ending_node_code:None, other_references:None, notes:None
2138 | 12814 | X21 | ON | Ontario | HONI | 1 | ac | 8 | 4.938 | 49 | 30.247 | 230 | [6 empty] | 3 | 402 | 435 |  | ON_GNA_JCT |  | ON_LRE_JCT |  | circuit_id:281, owner:281, planning_rgn:None, num_of_circuits:None, current:None, line_segment_length_km:6, line_segment_length_mi:6, line_length_km:6, line_length_mi:6, voltage:6, reactance:24, smax:25, sum_ampacity:None, win_ampacity:None, sum_rating:None, win_rating:None, power_factor:None, win_capacity:23, starting_node_code:None, ending_node_name:281, ending_node_code:None, other_references:None, notes:None
2139 | 12815 | X21 | ON | Ontario | HONI | 1 | ac | 2 | 1.235 | 49 | 30.247 | 230 | [6 empty] | 3 | 402 | 435 |  | ON_LRE_JCT |  | ON_LRW_JCT |  | circuit_id:281, owner:281, planning_rgn:None, num_of_circuits:None, current:None, line_segment_length_km:6, line_segment_length_mi:6, line_length_km:6, line_length_mi:6, voltage:6, reactance:24, smax:25, sum_ampacity:None, win_ampacity:None, sum_rating:None, win_rating:None, power_factor:None, win_capacity:23, starting_node_code:None, ending_node_name:281, ending_node_code:None, other_references:None, notes:None
2140 | 12816 | X21 | ON | Ontario | HONI | 1 | ac | 15 | 9.259 | 49 | 30.247 | 230 | [6 empty] | 3 | 402 | 435 |  | ON_LRW_JCT |  | ON_PCT_DSS |  | circuit_id:281, owner:281, planning_rgn:None, num_of_circuits:None, current:None, line_segment_length_km:6, line_segment_length_mi:6, line_length_km:6, line_length_mi:6, voltage:6, reactance:24, smax:25, sum_ampacity:None, win_ampacity:None, sum_rating:None, win_rating:None, power_factor:None, win_capacity:23, starting_node_code:None, ending_node_name:281, ending_node_code:None, other_references:None, notes:None
2141 | 12817 | X22 | ON | Ontario | HONI | 1 | ac | 17 | 10.494 | 49 | 30.247 | 230 | [6 empty] | 3 | 402 | 435 |  | ON_LEN_TSS |  | ON_GNA_JCT |  | circuit_id:281, owner:281, planning_rgn:None, num_of_circuits:None, current:None, line_segment_length_km:6, line_segment_length_mi:6, line_length_km:6, line_length_mi:6, voltage:6, reactance:24, smax:25, sum_ampacity:None, win_ampacity:None, sum_rating:None, win_rating:None, power_factor:None, win_capacity:23, starting_node_code:None, ending_node_name:281, ending_node_code:None, other_references:None, notes:None
2142 | 12818 | X22 | ON | Ontario | HONI | 1 | ac | 7 | 4.321 | 49 | 30.247 | 230 | [6 empty] | 3 | 402 | 435 |  | ON_GNA_JCT |  | ON_NAP_DSS |  | circuit_id:281, owner:281, planning_rgn:None, num_of_circuits:None, current:None, line_segment_length_km:6, line_segment_length_mi:6, line_length_km:6, line_length_mi:6, voltage:6, reactance:24, smax:25, sum_ampacity:None, win_ampacity:None, sum_rating:None, win_rating:None, power_factor:None, win_capacity:23, starting_node_code:None, ending_node_name:281, ending_node_code:None, other_references:None, notes:None
2143 | 12819 | X22 | ON | Ontario | HONI | 1 | ac | 8 | 4.938 | 49 | 30.247 | 230 | [6 empty] | 3 | 402 | 435 |  | ON_GNA_JCT |  | ON_LRE_JCT |  | circuit_id:281, owner:281, planning_rgn:None, num_of_circuits:None, current:None, line_segment_length_km:6, line_segment_length_mi:6, line_length_km:6, line_length_mi:6, voltage:6, reactance:24, smax:25, sum_ampacity:None, win_ampacity:None, sum_rating:None, win_rating:None, power_factor:None, win_capacity:23, starting_node_code:None, ending_node_name:281, ending_node_code:None, other_references:None, notes:None
2144 | 12820 | X22 | ON | Ontario | HONI | 1 | ac | 2 | 1.235 | 49 | 30.247 | 230 | [6 empty] | 3 | 402 | 435 |  | ON_LRE_JCT |  | ON_LRW_JCT |  | circuit_id:281, owner:281, planning_rgn:None, num_of_circuits:None, current:None, line_segment_length_km:6, line_segment_length_mi:6, line_length_km:6, line_length_mi:6, voltage:6, reactance:24, smax:25, sum_ampacity:None, win_ampacity:None, sum_rating:None, win_rating:None, power_factor:None, win_capacity:23, starting_node_code:None, ending_node_name:281, ending_node_code:None, other_references:None, notes:None
2145 | 12821 | X22 | ON | Ontario | HONI | 1 | ac | 15 | 9.259 | 49 | 30.247 | 230 | [6 empty] | 3 | 402 | 435 |  | ON_LRW_JCT |  | ON_PCT_DSS |  | circuit_id:281, owner:281, planning_rgn:None, num_of_circuits:None, current:None, line_segment_length_km:6, line_segment_length_mi:6, line_length_km:6, line_length_mi:6, voltage:6, reactance:24, smax:25, sum_ampacity:None, win_ampacity:None, sum_rating:None, win_rating:None, power_factor:None, win_capacity:23, starting_node_code:None, ending_node_name:281, ending_node_code:None, other_references:None, notes:None
2146 | 12822 | X23N | ON | Ontario | HONI | 1 | ac | 0.1 | 0.062 | 26.2 | 16.173 | 230 | [6 empty] | 3 | 402 | 435 |  | ON_CLA_JCT |  | ON_CLA_DSS |  | circuit_id:281, owner:281, planning_rgn:None, num_of_circuits:None, current:None, line_segment_length_km:6, line_segment_length_mi:6, line_length_km:6, line_length_mi:6, voltage:6, reactance:24, smax:25, sum_ampacity:None, win_ampacity:None, sum_rating:None, win_rating:None, power_factor:None, win_capacity:23, starting_node_code:None, ending_node_name:281, ending_node_code:None, other_references:None, notes:None
2147 | 12823 | X23N | ON | Ontario | HONI | 1 | ac | 3 | 1.852 | 26.2 | 16.173 | 230 | [6 empty] | 3 | 402 | 435 |  | ON_CLA_JCT |  | ON_VLC_ISS |  | circuit_id:281, owner:281, planning_rgn:None, num_of_circuits:None, current:None, line_segment_length_km:6, line_segment_length_mi:6, line_length_km:6, line_length_mi:6, voltage:6, reactance:24, smax:25, sum_ampacity:None, win_ampacity:None, sum_rating:None, win_rating:None, power_factor:None, win_capacity:23, starting_node_code:None, ending_node_name:281, ending_node_code:None, other_references:None, notes:None
2148 | 12824 | X23N | ON | Ontario | HONI | 1 | ac | 20 | 12.346 | 26.2 | 16.173 | 230 | [6 empty] | 3 | 402 | 435 |  | ON_HNM_TSS |  | ON_VLF_JCT |  | circuit_id:281, owner:281, planning_rgn:None, num_of_circuits:None, current:None, line_segment_length_km:6, line_segment_length_mi:6, line_length_km:6, line_length_mi:6, voltage:6, reactance:24, smax:25, sum_ampacity:None, win_ampacity:None, sum_rating:None, win_rating:None, power_factor:None, win_capacity:23, starting_node_code:None, ending_node_name:281, ending_node_code:None, other_references:None, notes:None
2149 | 12825 | X23N | ON | Ontario | HONI | 1 | ac | 0.1 | 0.062 | 26.2 | 16.173 | 230 | [6 empty] | 3 | 402 | 435 |  | ON_VLF_JCT |  | ON_VLF_ISS |  | circuit_id:281, owner:281, planning_rgn:None, num_of_circuits:None, current:None, line_segment_length_km:6, line_segment_length_mi:6, line_length_km:6, line_length_mi:6, voltage:6, reactance:24, smax:25, sum_ampacity:None, win_ampacity:None, sum_rating:None, win_rating:None, power_factor:None, win_capacity:23, starting_node_code:None, ending_node_name:281, ending_node_code:None, other_references:None, notes:None
2150 | 12826 | X23N | ON | Ontario | HONI | 1 | ac | 3 | 1.852 | 26.2 | 16.173 | 230 | [6 empty] | 3 | 402 | 435 |  | ON_VLF_JCT |  | ON_CLA_JCT |  | circuit_id:281, owner:281, planning_rgn:None, num_of_circuits:None, current:None, line_segment_length_km:6, line_segment_length_mi:6, line_length_km:6, line_length_mi:6, voltage:6, reactance:24, smax:25, sum_ampacity:None, win_ampacity:None, sum_rating:None, win_rating:None, power_factor:None, win_capacity:23, starting_node_code:None, ending_node_name:281, ending_node_code:None, other_references:None, notes:None
2151 | 12827 | X25S | ON | Ontario | HONI | 1 | ac | 25 | 15.432 | 25 | 15.432 | 230 | [6 empty] | 3 | 402 | 435 |  | ON_HNM_TSS |  | ON_MTD_DSS |  | circuit_id:281, owner:281, planning_rgn:None, num_of_circuits:None, current:None, line_segment_length_km:6, line_segment_length_mi:6, line_length_km:6, line_length_mi:6, voltage:6, reactance:24, smax:25, sum_ampacity:None, win_ampacity:None, sum_rating:None, win_rating:None, power_factor:None, win_capacity:23, starting_node_code:None, ending_node_name:281, ending_node_code:None, other_references:None, notes:None
2152 | 12828 | X26S | ON | Ontario | HONI | 1 | ac | 25 | 15.432 | 25 | 15.432 | 230 | [6 empty] | 3 | 402 | 435 |  | ON_HNM_TSS |  | ON_MTD_DSS |  | circuit_id:281, owner:281, planning_rgn:None, num_of_circuits:None, current:None, line_segment_length_km:6, line_segment_length_mi:6, line_length_km:6, line_length_mi:6, voltage:6, reactance:24, smax:25, sum_ampacity:None, win_ampacity:None, sum_rating:None, win_rating:None, power_factor:None, win_capacity:23, starting_node_code:None, ending_node_name:281, ending_node_code:None, other_references:None, notes:None
2153 | 12829 | X27A | ON | Ontario | HONI | 1 | ac | 190 | 117.284 | 190 | 117.284 | 230 | [6 empty] | 1.83 | 245 | 266 |  | ON_HNM_TSS |  | ON_ALG_TSS |  | circuit_id:281, owner:281, planning_rgn:None, num_of_circuits:None, current:None, line_segment_length_km:6, line_segment_length_mi:6, line_length_km:6, line_length_mi:6, voltage:6, reactance:24, smax:25, sum_ampacity:None, win_ampacity:None, sum_rating:None, win_rating:None, power_factor:None, win_capacity:23, starting_node_code:None, ending_node_name:281, ending_node_code:None, other_references:None, notes:None
2154 | 12830 | X2H | ON | Ontario | HONI | 1 | ac | 25 | 15.432 | 70.3 | 43.395 | 230 | [6 empty] | 3 | 402 | 435 |  | ON_HNB_SWS |  | ON_CTQ_TSS |  | circuit_id:281, owner:281, planning_rgn:None, num_of_circuits:None, current:None, line_segment_length_km:6, line_segment_length_mi:6, line_length_km:6, line_length_mi:6, voltage:6, reactance:24, smax:25, sum_ampacity:None, win_ampacity:None, sum_rating:None, win_rating:None, power_factor:None, win_capacity:23, starting_node_code:None, ending_node_name:281, ending_node_code:None, other_references:None, notes:None
2155 | 12831 | X2H | ON | Ontario | HONI | 1 | ac | 10 | 6.173 | 70.3 | 43.395 | 230 | [6 empty] | 3 | 402 | 435 |  | ON_CTQ_TSS |  | ON_WTB_JCT |  | circuit_id:281, owner:281, planning_rgn:None, num_of_circuits:None, current:None, line_segment_length_km:6, line_segment_length_mi:6, line_length_km:6, line_length_mi:6, voltage:6, reactance:24, smax:25, sum_ampacity:None, win_ampacity:None, sum_rating:None, win_rating:None, power_factor:None, win_capacity:23, starting_node_code:None, ending_node_name:281, ending_node_code:None, other_references:None, notes:None
2156 | 12832 | X2H | ON | Ontario | HONI | 1 | ac | 10 | 6.173 | 70.3 | 43.395 | 230 | [6 empty] | 3 | 402 | 435 |  | ON_WTB_JCT |  | ON_GAR_JCT |  | circuit_id:281, owner:281, planning_rgn:None, num_of_circuits:None, current:None, line_segment_length_km:6, line_segment_length_mi:6, line_length_km:6, line_length_mi:6, voltage:6, reactance:24, smax:25, sum_ampacity:None, win_ampacity:None, sum_rating:None, win_rating:None, power_factor:None, win_capacity:23, starting_node_code:None, ending_node_name:281, ending_node_code:None, other_references:None, notes:None
2157 | 12833 | X2H | ON | Ontario | HONI | 1 | ac | 0.1 | 0.062 | 70.3 | 43.395 | 230 | [6 empty] | 3 | 402 | 435 |  | ON_GAR_JCT |  | ON_GAR_DSS |  | circuit_id:281, owner:281, planning_rgn:None, num_of_circuits:None, current:None, line_segment_length_km:6, line_segment_length_mi:6, line_length_km:6, line_length_mi:6, voltage:6, reactance:24, smax:25, sum_ampacity:None, win_ampacity:None, sum_rating:None, win_rating:None, power_factor:None, win_capacity:23, starting_node_code:None, ending_node_name:281, ending_node_code:None, other_references:None, notes:None
2158 | 12834 | X2H | ON | Ontario | HONI | 1 | ac | 10 | 6.173 | 70.3 | 43.395 | 230 | [6 empty] | 3 | 402 | 435 |  | ON_WTB_JCT |  | ON_NPK_JCT |  | circuit_id:281, owner:281, planning_rgn:None, num_of_circuits:None, current:None, line_segment_length_km:6, line_segment_length_mi:6, line_length_km:6, line_length_mi:6, voltage:6, reactance:24, smax:25, sum_ampacity:None, win_ampacity:None, sum_rating:None, win_rating:None, power_factor:None, win_capacity:23, starting_node_code:None, ending_node_name:281, ending_node_code:None, other_references:None, notes:None
2159 | 12835 | X2H | ON | Ontario | HONI | 1 | ac | 0.1 | 0.062 | 70.3 | 43.395 | 230 | [6 empty] | 3 | 402 | 435 |  | ON_NPK_JCT |  | ON_NPK_GSS |  | circuit_id:281, owner:281, planning_rgn:None, num_of_circuits:None, current:None, line_segment_length_km:6, line_segment_length_mi:6, line_length_km:6, line_length_mi:6, voltage:6, reactance:24, smax:25, sum_ampacity:None, win_ampacity:None, sum_rating:None, win_rating:None, power_factor:None, win_capacity:23, starting_node_code:None, ending_node_name:281, ending_node_code:None, other_references:None, notes:None
2160 | 12836 | X2H | ON | Ontario | HONI | 1 | ac | 10 | 6.173 | 70.3 | 43.395 | 230 | [6 empty] | 3 | 402 | 435 |  | ON_NPK_JCT |  | ON_LAF_JCT |  | circuit_id:281, owner:281, planning_rgn:None, num_of_circuits:None, current:None, line_segment_length_km:6, line_segment_length_mi:6, line_length_km:6, line_length_mi:6, voltage:6, reactance:24, smax:25, sum_ampacity:None, win_ampacity:None, sum_rating:None, win_rating:None, power_factor:None, win_capacity:23, starting_node_code:None, ending_node_name:281, ending_node_code:None, other_references:None, notes:None
2161 | 12837 | X2H | ON | Ontario | HONI | 1 | ac | 0.1 | 0.062 | 70.3 | 43.395 | 230 | [6 empty] | 3 | 402 | 435 |  | ON_LAF_JCT |  | ON_LFB_ISS |  | circuit_id:281, owner:281, planning_rgn:None, num_of_circuits:None, current:None, line_segment_length_km:6, line_segment_length_mi:6, line_length_km:6, line_length_mi:6, voltage:6, reactance:24, smax:25, sum_ampacity:None, win_ampacity:None, sum_rating:None, win_rating:None, power_factor:None, win_capacity:23, starting_node_code:None, ending_node_name:281, ending_node_code:None, other_references:None, notes:None
2162 | 12838 | X2H | ON | Ontario | HONI | 1 | ac | 5 | 3.086 | 70.3 | 43.395 | 230 | [6 empty] | 3 | 402 | 435 |  | ON_LAF_JCT |  | ON_LEN_TSS |  | circuit_id:281, owner:281, planning_rgn:None, num_of_circuits:None, current:None, line_segment_length_km:6, line_segment_length_mi:6, line_length_km:6, line_length_mi:6, voltage:6, reactance:24, smax:25, sum_ampacity:None, win_ampacity:None, sum_rating:None, win_rating:None, power_factor:None, win_capacity:23, starting_node_code:None, ending_node_name:281, ending_node_code:None, other_references:None, notes:None
2163 | 12839 | X2Y | ON | Ontario | HONI | 1 | ac | 3.4 | 2.099 | 51.5 | 31.79 | 115 | [6 empty] | 3 | 98 | 108 |  | ON_CHX_JCT |  | PP_ONQC5_IPT |  | circuit_id:281, owner:281, planning_rgn:None, num_of_circuits:None, current:None, line_segment_length_km:7, line_segment_length_mi:7, line_length_km:7, line_length_mi:7, voltage:7, reactance:24, smax:25, sum_ampacity:None, win_ampacity:None, sum_rating:None, win_rating:None, power_factor:None, win_capacity:23, starting_node_code:None, ending_node_name:281, ending_node_code:None, other_references:None, notes:None
2164 | 12840 | X2Y | ON | Ontario | HONI | 1 | ac | 0.1 | 0.062 | 51.5 | 31.79 | 115 | [6 empty] | 3 | 98 | 108 |  | ON_CHX_TSS |  | ON_CHX_JCT |  | circuit_id:281, owner:281, planning_rgn:None, num_of_circuits:None, current:None, line_segment_length_km:6, line_segment_length_mi:6, line_length_km:6, line_length_mi:6, voltage:6, reactance:24, smax:25, sum_ampacity:None, win_ampacity:None, sum_rating:None, win_rating:None, power_factor:None, win_capacity:23, starting_node_code:None, ending_node_name:281, ending_node_code:None, other_references:None, notes:None
2165 | 12841 | X2Y | ON | Ontario | HONI | 1 | ac | 10 | 6.173 | 51.5 | 31.79 | 115 | [6 empty] | 3 | 98 | 108 |  | ON_CBD_DSS |  | ON_HLY_JCT |  | circuit_id:281, owner:281, planning_rgn:None, num_of_circuits:None, current:None, line_segment_length_km:6, line_segment_length_mi:6, line_length_km:6, line_length_mi:6, voltage:6, reactance:24, smax:25, sum_ampacity:None, win_ampacity:None, sum_rating:None, win_rating:None, power_factor:None, win_capacity:23, starting_node_code:None, ending_node_name:281, ending_node_code:None, other_references:None, notes:None
2166 | 12842 | X2Y | ON | Ontario | HONI | 1 | ac | 5 | 3.086 | 51.5 | 31.79 | 115 | [6 empty] | 3 | 98 | 108 |  | ON_HLY_JCT |  | ON_MGA_JCT |  | circuit_id:281, owner:281, planning_rgn:None, num_of_circuits:None, current:None, line_segment_length_km:6, line_segment_length_mi:6, line_length_km:6, line_length_mi:6, voltage:6, reactance:24, smax:25, sum_ampacity:None, win_ampacity:None, sum_rating:None, win_rating:None, power_factor:None, win_capacity:23, starting_node_code:None, ending_node_name:281, ending_node_code:None, other_references:None, notes:None
2167 | 12843 | X2Y | ON | Ontario | HONI | 1 | ac | 5 | 3.086 | 51.5 | 31.79 | 115 | [6 empty] | 3 | 98 | 108 |  | ON_MGA_JCT |  | ON_MGA_ISS |  | circuit_id:281, owner:281, planning_rgn:None, num_of_circuits:None, current:None, line_segment_length_km:6, line_segment_length_mi:6, line_length_km:6, line_length_mi:6, voltage:6, reactance:24, smax:25, sum_ampacity:None, win_ampacity:None, sum_rating:None, win_rating:None, power_factor:None, win_capacity:23, starting_node_code:None, ending_node_name:281, ending_node_code:None, other_references:None, notes:None
2168 | 12844 | X2Y | ON | Ontario | HONI | 1 | ac | 3 | 1.852 | 51.5 | 31.79 | 115 | [6 empty] | 3 | 98 | 108 |  | ON_MGA_JCT |  | ON_CHX_JCT |  | circuit_id:281, owner:281, planning_rgn:None, num_of_circuits:None, current:None, line_segment_length_km:6, line_segment_length_mi:6, line_length_km:6, line_length_mi:6, voltage:6, reactance:24, smax:25, sum_ampacity:None, win_ampacity:None, sum_rating:None, win_rating:None, power_factor:None, win_capacity:23, starting_node_code:None, ending_node_name:281, ending_node_code:None, other_references:None, notes:None
2169 | 12845 | X2Y | ON | Ontario | HONI | 1 | ac | 25 | 15.432 | 51.5 | 31.79 | 115 | [6 empty] | 3 | 98 | 108 |  | ON_PEM_DSS |  | ON_CBD_DSS |  | circuit_id:281, owner:281, planning_rgn:None, num_of_circuits:None, current:None, line_segment_length_km:6, line_segment_length_mi:6, line_length_km:6, line_length_mi:6, voltage:6, reactance:24, smax:25, sum_ampacity:None, win_ampacity:None, sum_rating:None, win_rating:None, power_factor:None, win_capacity:23, starting_node_code:None, ending_node_name:281, ending_node_code:None, other_references:None, notes:None
2170 | 12846 | X3H | ON | Ontario | HONI | 1 | ac | 25 | 15.432 | 56.1 | 34.63 | 230 | [6 empty] | 3 | 402 | 435 |  | ON_HNB_SWS |  | ON_CTQ_TSS |  | circuit_id:281, owner:281, planning_rgn:None, num_of_circuits:None, current:None, line_segment_length_km:6, line_segment_length_mi:6, line_length_km:6, line_length_mi:6, voltage:6, reactance:24, smax:25, sum_ampacity:None, win_ampacity:None, sum_rating:None, win_rating:None, power_factor:None, win_capacity:23, starting_node_code:None, ending_node_name:281, ending_node_code:None, other_references:None, notes:None
2171 | 12847 | X3H | ON | Ontario | HONI | 1 | ac | 13 | 8.025 | 56.1 | 34.63 | 230 | [6 empty] | 3 | 402 | 435 |  | ON_CTQ_TSS |  | ON_KSS_JCT |  | circuit_id:281, owner:281, planning_rgn:None, num_of_circuits:None, current:None, line_segment_length_km:6, line_segment_length_mi:6, line_length_km:6, line_length_mi:6, voltage:6, reactance:24, smax:25, sum_ampacity:None, win_ampacity:None, sum_rating:None, win_rating:None, power_factor:None, win_capacity:23, starting_node_code:None, ending_node_name:281, ending_node_code:None, other_references:None, notes:None
2172 | 12848 | X3H | ON | Ontario | HONI | 1 | ac | 0.1 | 0.062 | 56.1 | 34.63 | 230 | [6 empty] | 3 | 402 | 435 |  | ON_KSS_JCT |  | ON_KSS_GSS |  | circuit_id:281, owner:281, planning_rgn:None, num_of_circuits:None, current:None, line_segment_length_km:6, line_segment_length_mi:6, line_length_km:6, line_length_mi:6, voltage:6, reactance:24, smax:25, sum_ampacity:None, win_ampacity:None, sum_rating:None, win_rating:None, power_factor:None, win_capacity:23, starting_node_code:None, ending_node_name:281, ending_node_code:None, other_references:None, notes:None
2173 | 12849 | X3H | ON | Ontario | HONI | 1 | ac | 18 | 11.111 | 56.1 | 34.63 | 230 | [6 empty] | 3 | 402 | 435 |  | ON_KSS_JCT |  | ON_LEN_TSS |  | circuit_id:281, owner:281, planning_rgn:None, num_of_circuits:None, current:None, line_segment_length_km:6, line_segment_length_mi:6, line_length_km:6, line_length_mi:6, voltage:6, reactance:24, smax:25, sum_ampacity:None, win_ampacity:None, sum_rating:None, win_rating:None, power_factor:None, win_capacity:23, starting_node_code:None, ending_node_name:281, ending_node_code:None, other_references:None, notes:None
2174 | 12850 | X4H | ON | Ontario | HONI | 1 | ac | 25 | 15.432 | 75.1 | 46.358 | 230 | [6 empty] | 3 | 402 | 435 |  | ON_HNB_SWS |  | ON_CTQ_TSS |  | circuit_id:281, owner:281, planning_rgn:None, num_of_circuits:None, current:None, line_segment_length_km:6, line_segment_length_mi:6, line_length_km:6, line_length_mi:6, voltage:6, reactance:24, smax:25, sum_ampacity:None, win_ampacity:None, sum_rating:None, win_rating:None, power_factor:None, win_capacity:23, starting_node_code:None, ending_node_name:281, ending_node_code:None, other_references:None, notes:None
2175 | 12851 | X4H | ON | Ontario | HONI | 1 | ac | 10 | 6.173 | 75.1 | 46.358 | 230 | [6 empty] | 3 | 402 | 435 |  | ON_CTQ_TSS |  | ON_WTB_JCT |  | circuit_id:281, owner:281, planning_rgn:None, num_of_circuits:None, current:None, line_segment_length_km:6, line_segment_length_mi:6, line_length_km:6, line_length_mi:6, voltage:6, reactance:24, smax:25, sum_ampacity:None, win_ampacity:None, sum_rating:None, win_rating:None, power_factor:None, win_capacity:23, starting_node_code:None, ending_node_name:281, ending_node_code:None, other_references:None, notes:None
2176 | 12852 | X4H | ON | Ontario | HONI | 1 | ac | 30 | 18.519 | 75.1 | 46.358 | 230 | [6 empty] | 3 | 402 | 435 |  | ON_WTB_JCT |  | ON_LEN_TSS |  | circuit_id:281, owner:281, planning_rgn:None, num_of_circuits:None, current:None, line_segment_length_km:6, line_segment_length_mi:6, line_length_km:6, line_length_mi:6, voltage:6, reactance:24, smax:25, sum_ampacity:None, win_ampacity:None, sum_rating:None, win_rating:None, power_factor:None, win_capacity:23, starting_node_code:None, ending_node_name:281, ending_node_code:None, other_references:None, notes:None
2177 | 12853 | X4H | ON | Ontario | HONI | 1 | ac | 10 | 6.173 | 75.1 | 46.358 | 230 | [6 empty] | 3 | 402 | 435 |  | ON_WTB_JCT |  | ON_GAR_JCT |  | circuit_id:281, owner:281, planning_rgn:None, num_of_circuits:None, current:None, line_segment_length_km:6, line_segment_length_mi:6, line_length_km:6, line_length_mi:6, voltage:6, reactance:24, smax:25, sum_ampacity:None, win_ampacity:None, sum_rating:None, win_rating:None, power_factor:None, win_capacity:23, starting_node_code:None, ending_node_name:281, ending_node_code:None, other_references:None, notes:None
2178 | 12854 | X4H | ON | Ontario | HONI | 1 | ac | 0.1 | 0.062 | 75.1 | 46.358 | 230 | [6 empty] | 3 | 402 | 435 |  | ON_GAR_JCT |  | ON_GAR_DSS |  | circuit_id:281, owner:281, planning_rgn:None, num_of_circuits:None, current:None, line_segment_length_km:6, line_segment_length_mi:6, line_length_km:6, line_length_mi:6, voltage:6, reactance:24, smax:25, sum_ampacity:None, win_ampacity:None, sum_rating:None, win_rating:None, power_factor:None, win_capacity:23, starting_node_code:None, ending_node_name:281, ending_node_code:None, other_references:None, notes:None
2179 | 12855 | X503E | ON | Ontario | HONI | 1 | ac | 150 | 92.593 | 280 | 172.84 | 500 | [6 empty] | 1.42 | 1205 | 1524 |  | ON_HNM_TSS |  | ON_NOB_SWS |  | circuit_id:281, owner:281, planning_rgn:None, num_of_circuits:None, current:None, line_segment_length_km:6, line_segment_length_mi:6, line_length_km:6, line_length_mi:6, voltage:6, reactance:24, smax:25, sum_ampacity:None, win_ampacity:None, sum_rating:None, win_rating:None, power_factor:None, win_capacity:23, starting_node_code:None, ending_node_name:281, ending_node_code:None, other_references:None, notes:None
2180 | 12856 | X503E | ON | Ontario | HONI | 1 | ac | 130 | 80.247 | 280 | 172.84 | 500 | [6 empty] | 1.42 | 1205 | 1524 |  | ON_NOB_SWS |  | ON_ESA_TSS |  | circuit_id:281, owner:281, planning_rgn:None, num_of_circuits:None, current:None, line_segment_length_km:6, line_segment_length_mi:6, line_length_km:6, line_length_mi:6, voltage:6, reactance:24, smax:25, sum_ampacity:None, win_ampacity:None, sum_rating:None, win_rating:None, power_factor:None, win_capacity:23, starting_node_code:None, ending_node_name:281, ending_node_code:None, other_references:None, notes:None
2181 | 12857 | X504E | ON | Ontario | HONI | 1 | ac | 150 | 92.593 | 280 | 172.84 | 500 | [6 empty] | 1.42 | 1205 | 1524 |  | ON_HNM_TSS |  | ON_NOB_SWS |  | circuit_id:281, owner:281, planning_rgn:None, num_of_circuits:None, current:None, line_segment_length_km:6, line_segment_length_mi:6, line_length_km:6, line_length_mi:6, voltage:6, reactance:24, smax:25, sum_ampacity:None, win_ampacity:None, sum_rating:None, win_rating:None, power_factor:None, win_capacity:23, starting_node_code:None, ending_node_name:281, ending_node_code:None, other_references:None, notes:None
2182 | 12858 | X504E | ON | Ontario | HONI | 1 | ac | 130 | 80.247 | 280 | 172.84 | 500 | [6 empty] | 1.42 | 1205 | 1524 |  | ON_NOB_SWS |  | ON_ESA_TSS |  | circuit_id:281, owner:281, planning_rgn:None, num_of_circuits:None, current:None, line_segment_length_km:6, line_segment_length_mi:6, line_length_km:6, line_length_mi:6, voltage:6, reactance:24, smax:25, sum_ampacity:None, win_ampacity:None, sum_rating:None, win_rating:None, power_factor:None, win_capacity:23, starting_node_code:None, ending_node_name:281, ending_node_code:None, other_references:None, notes:None
2183 | 12859 | X520B | ON | Ontario | HONI | 1 | ac | 170 | 104.938 | 170 | 104.938 | 500 | [6 empty] | 1.97 | 1675 | 2118 |  | ON_LEN_TSS |  | ON_BOW_SWS |  | circuit_id:281, owner:281, planning_rgn:None, num_of_circuits:None, current:None, line_segment_length_km:6, line_segment_length_mi:6, line_length_km:6, line_length_mi:6, voltage:6, reactance:24, smax:25, sum_ampacity:None, win_ampacity:None, sum_rating:None, win_rating:None, power_factor:None, win_capacity:23, starting_node_code:None, ending_node_name:281, ending_node_code:None, other_references:None, notes:None
2184 | 12860 | X521B | ON | Ontario | HONI | 1 | ac | 170 | 104.938 | 170 | 104.938 | 500 | [6 empty] | 1.97 | 1675 | 2118 |  | ON_LEN_TSS |  | ON_BOW_SWS |  | circuit_id:281, owner:281, planning_rgn:None, num_of_circuits:None, current:None, line_segment_length_km:6, line_segment_length_mi:6, line_length_km:6, line_length_mi:6, voltage:6, reactance:24, smax:25, sum_ampacity:None, win_ampacity:None, sum_rating:None, win_rating:None, power_factor:None, win_capacity:23, starting_node_code:None, ending_node_name:281, ending_node_code:None, other_references:None, notes:None
2185 | 12861 | X522A | ON | Ontario | HONI | 1 | ac | 190 | 117.284 | 190 | 117.284 | 500 | [6 empty] | 1.83 | 1556 | 1968 |  | ON_LEN_TSS |  | ON_HWT_TSS |  | circuit_id:281, owner:281, planning_rgn:None, num_of_circuits:None, current:None, line_segment_length_km:6, line_segment_length_mi:6, line_length_km:6, line_length_mi:6, voltage:6, reactance:24, smax:25, sum_ampacity:None, win_ampacity:None, sum_rating:None, win_rating:None, power_factor:None, win_capacity:23, starting_node_code:None, ending_node_name:281, ending_node_code:None, other_references:None, notes:None
2186 | 12862 | X523A | ON | Ontario | HONI | 1 | ac | 190 | 117.284 | 190 | 117.284 | 500 | [6 empty] | 1.83 | 1556 | 1968 |  | ON_LEN_TSS |  | ON_HWT_TSS |  | circuit_id:281, owner:281, planning_rgn:None, num_of_circuits:None, current:None, line_segment_length_km:6, line_segment_length_mi:6, line_length_km:6, line_length_mi:6, voltage:6, reactance:24, smax:25, sum_ampacity:None, win_ampacity:None, sum_rating:None, win_rating:None, power_factor:None, win_capacity:23, starting_node_code:None, ending_node_name:281, ending_node_code:None, other_references:None, notes:None
2187 | 12863 | X526B | ON | Ontario | HONI | 1 | ac | 170 | 104.938 | 170 | 104.938 | 500 | [6 empty] | 1.97 | 1675 | 2118 |  | ON_LEN_TSS |  | ON_BOW_SWS |  | circuit_id:281, owner:281, planning_rgn:None, num_of_circuits:None, current:None, line_segment_length_km:6, line_segment_length_mi:6, line_length_km:6, line_length_mi:6, voltage:6, reactance:24, smax:25, sum_ampacity:None, win_ampacity:None, sum_rating:None, win_rating:None, power_factor:None, win_capacity:23, starting_node_code:None, ending_node_name:281, ending_node_code:None, other_references:None, notes:None
2188 | 12864 | X527B | ON | Ontario | HONI | 1 | ac | 170 | 104.938 | 170 | 104.938 | 500 | [6 empty] | 1.97 | 1675 | 2118 |  | ON_LEN_TSS |  | ON_BOW_SWS |  | circuit_id:281, owner:281, planning_rgn:None, num_of_circuits:None, current:None, line_segment_length_km:6, line_segment_length_mi:6, line_length_km:6, line_length_mi:6, voltage:6, reactance:24, smax:25, sum_ampacity:None, win_ampacity:None, sum_rating:None, win_rating:None, power_factor:None, win_capacity:23, starting_node_code:None, ending_node_name:281, ending_node_code:None, other_references:None, notes:None
2189 | 12865 | X534N | ON | Ontario | HONI | 1 | ac | 15 | 9.259 | 15 | 9.259 | 500 | [6 empty] | 3 | 2550 | 3225 |  | ON_LEN_TSS |  | ON_NAP_GSS |  | circuit_id:281, owner:281, planning_rgn:None, num_of_circuits:None, current:None, line_segment_length_km:6, line_segment_length_mi:6, line_length_km:6, line_length_mi:6, voltage:6, reactance:24, smax:25, sum_ampacity:None, win_ampacity:None, sum_rating:None, win_rating:None, power_factor:None, win_capacity:23, starting_node_code:None, ending_node_name:281, ending_node_code:None, other_references:None, notes:None
2190 | 12866 | X538N | ON | Ontario | HONI | 1 | ac | 15 | 9.259 | 15 | 9.259 | 500 | [6 empty] | 3 | 2550 | 3225 |  | ON_LEN_TSS |  | ON_NAP_GSS |  | circuit_id:281, owner:281, planning_rgn:None, num_of_circuits:None, current:None, line_segment_length_km:6, line_segment_length_mi:6, line_length_km:6, line_length_mi:6, voltage:6, reactance:24, smax:25, sum_ampacity:None, win_ampacity:None, sum_rating:None, win_rating:None, power_factor:None, win_capacity:23, starting_node_code:None, ending_node_name:281, ending_node_code:None, other_references:None, notes:None
2191 | 12867 | X6 | ON | Ontario | HONI | 1 | ac | 0.1 | 0.062 | 40.1 | 24.753 | 115 | [6 empty] | 3 | 98 | 108 |  | ON_CBX_JCT |  | ON_CBD_DSS |  | circuit_id:281, owner:281, planning_rgn:None, num_of_circuits:None, current:None, line_segment_length_km:6, line_segment_length_mi:6, line_length_km:6, line_length_mi:6, voltage:6, reactance:24, smax:25, sum_ampacity:None, win_ampacity:None, sum_rating:None, win_rating:None, power_factor:None, win_capacity:23, starting_node_code:None, ending_node_name:281, ending_node_code:None, other_references:None, notes:None
2192 | 12868 | X6 | ON | Ontario | HONI | 1 | ac | 15 | 9.259 | 40.1 | 24.753 | 115 | [6 empty] | 3 | 98 | 108 |  | ON_CBX_JCT |  | ON_CHX_TSS |  | circuit_id:281, owner:281, planning_rgn:None, num_of_circuits:None, current:None, line_segment_length_km:6, line_segment_length_mi:6, line_length_km:6, line_length_mi:6, voltage:6, reactance:24, smax:25, sum_ampacity:None, win_ampacity:None, sum_rating:None, win_rating:None, power_factor:None, win_capacity:23, starting_node_code:None, ending_node_name:281, ending_node_code:None, other_references:None, notes:None
2193 | 12869 | X6 | ON | Ontario | HONI | 1 | ac | 25 | 15.432 | 40.1 | 24.753 | 115 | [6 empty] | 3 | 98 | 108 |  | ON_PEM_DSS |  | ON_CBD_JCT |  | circuit_id:281, owner:281, planning_rgn:None, num_of_circuits:None, current:None, line_segment_length_km:6, line_segment_length_mi:6, line_length_km:6, line_length_mi:6, voltage:6, reactance:24, smax:25, sum_ampacity:None, win_ampacity:None, sum_rating:None, win_rating:None, power_factor:None, win_capacity:23, starting_node_code:None, ending_node_name:281, ending_node_code:None, other_references:None, notes:None
2194 | 12870 | X74P | ON | Ontario | HONI | 1 | ac | 205.8 | 127.037 | 205.8 | 127.037 | 230 | [6 empty] | 1.74 | 233 | 252 |  | ON_HNM_TSS |  | ON_MSS_DSS |  | circuit_id:281, owner:281, planning_rgn:None, num_of_circuits:None, current:None, line_segment_length_km:7, line_segment_length_mi:7, line_length_km:7, line_length_mi:7, voltage:7, reactance:24, smax:25, sum_ampacity:None, win_ampacity:None, sum_rating:None, win_rating:None, power_factor:None, win_capacity:23, starting_node_code:None, ending_node_name:281, ending_node_code:None, other_references:None, notes:None
2195 | 12871 | Z1E | ON | Ontario | HONI | 1 | ac | 0.1 | 0.062 | 8.4 | 5.185 | 115 | [6 empty] | 3 | 98 | 108 |  | ON_ESX_DSS |  | ON_WDT_JCT |  | circuit_id:281, owner:281, planning_rgn:None, num_of_circuits:None, current:None, line_segment_length_km:7, line_segment_length_mi:7, line_length_km:7, line_length_mi:7, voltage:7, reactance:24, smax:25, sum_ampacity:None, win_ampacity:None, sum_rating:None, win_rating:None, power_factor:None, win_capacity:23, starting_node_code:None, ending_node_name:281, ending_node_code:None, other_references:None, notes:None
2196 | 12872 | Z1E | ON | Ontario | HONI | 1 | ac | 0.2 | 0.123 | 8.4 | 5.185 | 115 | [6 empty] | 3 | 98 | 108 |  | ON_WDT_JCT |  | ON_WDT_GSS |  | circuit_id:281, owner:281, planning_rgn:None, num_of_circuits:None, current:None, line_segment_length_km:7, line_segment_length_mi:7, line_length_km:7, line_length_mi:7, voltage:7, reactance:24, smax:25, sum_ampacity:None, win_ampacity:None, sum_rating:None, win_rating:None, power_factor:None, win_capacity:23, starting_node_code:None, ending_node_name:281, ending_node_code:None, other_references:None, notes:None
2197 | 12873 | Z1E | ON | Ontario | HONI | 1 | ac | 0.4 | 0.247 | 8.4 | 5.185 | 115 | [6 empty] | 3 | 98 | 108 |  | ON_WDT_JCT |  | ON_WLK_JCT |  | circuit_id:281, owner:281, planning_rgn:None, num_of_circuits:None, current:None, line_segment_length_km:7, line_segment_length_mi:7, line_length_km:7, line_length_mi:7, voltage:7, reactance:24, smax:25, sum_ampacity:None, win_ampacity:None, sum_rating:None, win_rating:None, power_factor:None, win_capacity:23, starting_node_code:None, ending_node_name:281, ending_node_code:None, other_references:None, notes:None
2198 | 12874 | Z1E | ON | Ontario | HONI | 1 | ac | 0.1 | 0.062 | 8.4 | 5.185 | 115 | [6 empty] | 3 | 98 | 108 |  | ON_WLK_JCT |  | ON_WLK_DSS |  | circuit_id:281, owner:281, planning_rgn:None, num_of_circuits:None, current:None, line_segment_length_km:7, line_segment_length_mi:7, line_length_km:7, line_length_mi:7, voltage:7, reactance:24, smax:25, sum_ampacity:None, win_ampacity:None, sum_rating:None, win_rating:None, power_factor:None, win_capacity:23, starting_node_code:None, ending_node_name:281, ending_node_code:None, other_references:None, notes:None
2199 | 12875 | Z1E | ON | Ontario | HONI | 1 | ac | 3.5 | 2.16 | 8.4 | 5.185 | 115 | [6 empty] | 3 | 98 | 108 |  | ON_WLK_JCT |  | ON_JFF_JCT |  | circuit_id:281, owner:281, planning_rgn:None, num_of_circuits:None, current:None, line_segment_length_km:7, line_segment_length_mi:7, line_length_km:7, line_length_mi:7, voltage:7, reactance:24, smax:25, sum_ampacity:None, win_ampacity:None, sum_rating:None, win_rating:None, power_factor:None, win_capacity:23, starting_node_code:None, ending_node_name:281, ending_node_code:None, other_references:None, notes:None
2200 | 12876 | Z1E | ON | Ontario | HONI | 1 | ac | 0.4 | 0.247 | 8.4 | 5.185 | 115 | [6 empty] | 3 | 98 | 108 |  | ON_JFF_JCT |  | ON_FDE_JCT |  | circuit_id:281, owner:281, planning_rgn:None, num_of_circuits:None, current:None, line_segment_length_km:7, line_segment_length_mi:7, line_length_km:7, line_length_mi:7, voltage:7, reactance:24, smax:25, sum_ampacity:None, win_ampacity:None, sum_rating:None, win_rating:None, power_factor:None, win_capacity:23, starting_node_code:None, ending_node_name:281, ending_node_code:None, other_references:None, notes:None
2201 | 12877 | Z1E | ON | Ontario | HONI | 1 | ac | 0.1 | 0.062 | 8.4 | 5.185 | 115 | [6 empty] | 3 | 98 | 108 |  | ON_FDE_JCT |  | ON_FDE_ISS |  | circuit_id:281, owner:281, planning_rgn:None, num_of_circuits:None, current:None, line_segment_length_km:7, line_segment_length_mi:7, line_length_km:7, line_length_mi:7, voltage:7, reactance:24, smax:25, sum_ampacity:None, win_ampacity:None, sum_rating:None, win_rating:None, power_factor:None, win_capacity:23, starting_node_code:None, ending_node_name:281, ending_node_code:None, other_references:None, notes:None
2202 | 12878 | Z1E | ON | Ontario | HONI | 1 | ac | 1 | 0.617 | 8.4 | 5.185 | 115 | [6 empty] | 3 | 98 | 108 |  | ON_JFF_JCT |  | ON_WDA_JCT |  | circuit_id:281, owner:281, planning_rgn:None, num_of_circuits:None, current:None, line_segment_length_km:7, line_segment_length_mi:7, line_length_km:7, line_length_mi:7, voltage:7, reactance:24, smax:25, sum_ampacity:None, win_ampacity:None, sum_rating:None, win_rating:None, power_factor:None, win_capacity:23, starting_node_code:None, ending_node_name:281, ending_node_code:None, other_references:None, notes:None
2203 | 12879 | Z1E | ON | Ontario | HONI | 1 | ac | 1 | 0.617 | 8.4 | 5.185 | 115 | [6 empty] | 3 | 98 | 108 |  | ON_WDA_JCT |  | ON_WDA_GSS |  | circuit_id:281, owner:281, planning_rgn:None, num_of_circuits:None, current:None, line_segment_length_km:7, line_segment_length_mi:7, line_length_km:7, line_length_mi:7, voltage:7, reactance:24, smax:25, sum_ampacity:None, win_ampacity:None, sum_rating:None, win_rating:None, power_factor:None, win_capacity:23, starting_node_code:None, ending_node_name:281, ending_node_code:None, other_references:None, notes:None
2204 | 12880 | Z1E | ON | Ontario | HONI | 1 | ac | 1.6 | 0.988 | 8.4 | 5.185 | 115 | [6 empty] | 3 | 98 | 108 |  | ON_WDA_JCT |  | ON_LAU_DSS |  | circuit_id:281, owner:281, planning_rgn:None, num_of_circuits:None, current:None, line_segment_length_km:7, line_segment_length_mi:7, line_length_km:7, line_length_mi:7, voltage:7, reactance:24, smax:25, sum_ampacity:None, win_ampacity:None, sum_rating:None, win_rating:None, power_factor:None, win_capacity:23, starting_node_code:None, ending_node_name:281, ending_node_code:None, other_references:None, notes:None
2205 | 12881 | Z7E | ON | Ontario | HONI | 1 | ac | 0.5 | 0.309 | 8.3 | 5.123 | 115 | [6 empty] | 3 | 98 | 108 |  | ON_ESX_DSS |  | ON_WLK_JCT |  | circuit_id:281, owner:281, planning_rgn:None, num_of_circuits:None, current:None, line_segment_length_km:7, line_segment_length_mi:7, line_length_km:7, line_length_mi:7, voltage:7, reactance:24, smax:25, sum_ampacity:None, win_ampacity:None, sum_rating:None, win_rating:None, power_factor:None, win_capacity:23, starting_node_code:None, ending_node_name:281, ending_node_code:None, other_references:None, notes:None
2206 | 12882 | Z7E | ON | Ontario | HONI | 1 | ac | 0.1 | 0.062 | 8.3 | 5.123 | 115 | [6 empty] | 3 | 98 | 108 |  | ON_WLK_JCT |  | ON_WLK_DSS |  | circuit_id:281, owner:281, planning_rgn:None, num_of_circuits:None, current:None, line_segment_length_km:7, line_segment_length_mi:7, line_length_km:7, line_length_mi:7, voltage:7, reactance:24, smax:25, sum_ampacity:None, win_ampacity:None, sum_rating:None, win_rating:None, power_factor:None, win_capacity:23, starting_node_code:None, ending_node_name:281, ending_node_code:None, other_references:None, notes:None
2207 | 12883 | Z7E | ON | Ontario | HONI | 1 | ac | 5.6 | 3.457 | 8.3 | 5.123 | 115 | [6 empty] | 3 | 98 | 108 |  | ON_WLK_JCT |  | ON_JFF_JCT |  | circuit_id:281, owner:281, planning_rgn:None, num_of_circuits:None, current:None, line_segment_length_km:7, line_segment_length_mi:7, line_length_km:7, line_length_mi:7, voltage:7, reactance:24, smax:25, sum_ampacity:None, win_ampacity:None, sum_rating:None, win_rating:None, power_factor:None, win_capacity:23, starting_node_code:None, ending_node_name:281, ending_node_code:None, other_references:None, notes:None
2208 | 12884 | Z7E | ON | Ontario | HONI | 1 | ac | 0.4 | 0.247 | 8.3 | 5.123 | 115 | [6 empty] | 3 | 98 | 108 |  | ON_JFF_JCT |  | ON_FDE_JCT |  | circuit_id:281, owner:281, planning_rgn:None, num_of_circuits:None, current:None, line_segment_length_km:7, line_segment_length_mi:7, line_length_km:7, line_length_mi:7, voltage:7, reactance:24, smax:25, sum_ampacity:None, win_ampacity:None, sum_rating:None, win_rating:None, power_factor:None, win_capacity:23, starting_node_code:None, ending_node_name:281, ending_node_code:None, other_references:None, notes:None
2209 | 12885 | Z7E | ON | Ontario | HONI | 1 | ac | 0.1 | 0.062 | 8.3 | 5.123 | 115 | [6 empty] | 3 | 98 | 108 |  | ON_FDE_JCT |  | ON_FDE_ISS |  | circuit_id:281, owner:281, planning_rgn:None, num_of_circuits:None, current:None, line_segment_length_km:7, line_segment_length_mi:7, line_length_km:7, line_length_mi:7, voltage:7, reactance:24, smax:25, sum_ampacity:None, win_ampacity:None, sum_rating:None, win_rating:None, power_factor:None, win_capacity:23, starting_node_code:None, ending_node_name:281, ending_node_code:None, other_references:None, notes:None
2210 | 12886 | Z7E | ON | Ontario | HONI | 1 | ac | 1.6 | 0.988 | 8.3 | 5.123 | 115 | [6 empty] | 3 | 98 | 108 |  | ON_JFF_JCT |  | ON_LAU_JCT |  | circuit_id:281, owner:281, planning_rgn:None, num_of_circuits:None, current:None, line_segment_length_km:7, line_segment_length_mi:7, line_length_km:7, line_length_mi:7, voltage:7, reactance:24, smax:25, sum_ampacity:None, win_ampacity:None, sum_rating:None, win_rating:None, power_factor:None, win_capacity:23, starting_node_code:None, ending_node_name:281, ending_node_code:None, other_references:None, notes:None