## README
QB | LEGEND
| QB-Sources | Primary sources for the provincial data
| Generation | Characteristics of existing interconnected generators
| Storage | Characteristics of existing grid-scale storage facilities
| HydroExisting | Characteristics specific to existing interconnected hydroelectric generators with hourly or monthly storage
| HydroRenewals | Characteristics specific to potential future capacity upgrades and pumped storage additions at existing facilities
| HydroGreenfield | Characteristics specific to potential future greenfield hydroelectric projects
| HydroPS | Characteristics specific to potential future pumped storage hydroelectric projects
| Transmission | Characteristics of existing system transmission
| Nodes | Characteristics of existing transmission system nodes
| Distribution | Characteristics of existing distribution substations
| System | Miscellaneous provincial system characteristics
| HGWh | Provincial historical energy demand, after DSM
| HMW | Provincial historical capacity demand, after DSM
| FGWh | Provincial mid-load energy forecast, before and after DSM
| FMW | Provincial mid-load capacity forecast, before and after DSM
| Hourly | Provincial hourly generation data
| Inputs | Inputs to the data calculations
Data not yet obtained
Data under review or being gathered
Data obtained and calculated
| 27 | Calculated values (may be overlain by reference shading)
all other colours are linked to sources
See the accompanying calculations file and raw data files for additional supporting information
See the related Gitlab issue for a summary of inventory status

## QB-Sources
QB | PRIMARY SOURCES
| Source | Year | Name | Link | Publication | Region | Notes
| Régie de l'énergie du Québec | 2019 | D2016-143 - Entent globale cadre 20172019 | http://www.regie-energie.qc.ca/audiences/Suivis/Suivi_HQD_D2016-143.html |  | Québec
| Hydro Québec | 2019 | Register of Entities Subject to Reliability Standards | http://www.regie-energie.qc.ca/en/audiences/NormesFiabiliteTransportElectricite/Registre-2019_12_05_EN.pdf |  | Québec
| Hydro Québec Transénergie | 2019 | État de la transformation des postes: Complément de preuve faisant suite à la décision D-2019-118 | http://publicsde.regie-energie.qc.ca/projets/515/DocPrj/R-4096-2019-B-0067-Demande-PieceRev-2019_11_19.pdf |  | Québec
| Hydro Québec Distribution | 2014 | Dépôt - Suivi administratif des critères de fiabilité selon la décision D-2011-162 Suivi du Plan d'approvisionnement 2011-2020 | http://www.regie-energie.qc.ca/audiences/Suivis/Suivi_HQD_D-2011-162_CriteresFiabilite.html |  | Québec
| World Resources Institute | 2019 | Global Power Plant Database | http://datasets.wri.org/dataset/globalpowerplantdatabase |  | National
| Google Maps / Google Earth | 2020
See "Other References" column of the relevant tab
| NERC | 2019 | 2019 Long-Term Reliability Assessment | https://www.nerc.com/pa/RAPA/ra/Reliability%20Assessments%20DL/NERC_LTRA_2019.pdf
| Hydro Québec | 2006 | Strategic Plan 2006-2010 | https://www.hydroquebec.com/data/documents-donnees/pdf/strategic-plan-2006-2010.pdf |  | Québec
| Hydro Québec Transénergie | 2020 | Plan directeur 2020 | http://www.hydroquebec.com/data/transenergie/pdf/hqt-plan-directeur-2020.pdf |  | Québec
| Nova Scotia Power Inc. | 2020 | NS Power 2020 IRP Modeling Results Release | https://irp.nspower.ca/documents/modeling-results/ |  | Nova Scotia
| Energy and Environmental Economics | 2019 | Planning Reserve Margin and Capacity Value Study | https://irp.nspower.ca/documents/pre-irp-deliverables/ |  | Nova Scotia
| Hydro Québec | 2020 | Construction work and projects | https://www.hydroquebec.com/projects/
| Hydro Québec | 2019 | Hydro Québec Production | http://www.hydroquebec.com/generation/ |  | Québec
| Hydro Québec Transénergie | 2019 | Liste des centrales privé | http://www.hydroquebec.com/data/transenergie/pdf/2019-12-31-liste-centrales-privees-raccordees-reseau-hydro-quebec.pdf |  | Québec
| Environment Canada | 2019 | Historical Hydrometric Data Search | https://wateroffice.ec.gc.ca/search/historical_e.html |  | National
| Rio Tinto | 2019 | Le Site D'Énergie Èlectrique une division de Rio Tinto: Plan du site | https://energie.riotinto.com/index.php?id=15# |  | Québec
| Résolu Produits Forestiers | 2019 | Établissements | https://www.pfresolu.com/installation_site.aspx?siteid=60&langtype=3084 |  | Québec
| Hydro Québec Distribution | 2019 | Complément D'Information du Plan d'approvisionnement (Prévision de la demande) 2020-2029 (R-41102019) | http://publicsde.regie-energie.qc.ca/_layouts/publicsite/ProjectPhaseDetail.aspx?ProjectID=529&phase=1&Provenance=B |  | Québec
| The WindPower | 2019 | Wind Energy Market Intelligence - Wind Farms | https://www.thewindpower.net/windfarms_list_en.php |  | National
| NPCC | 2017 | 2017 Québec Balancing Authority Area Comprehensive Review of Resource Adequacy | https://www.npcc.org/Library/Resource%20Adequacy/Forms/Public%20List.aspx |  | Québec
| Boralex | 2019 | Our Projects & Sites | https://www.boralex.com/our-projects-and-sites/?refinementList%5Bcountry%5D%5B0%5D=Canada
| Hydro Québec | 2009 | Strategic Plan 2009-2013 | http://www.hydroquebec.com/data/documents-donnees/pdf/strategic-plan-20092013.pdf |  | Québec
| Watercourses Act | 2017 | Watercourses Act, CQLR c R-13, s-68. |  |  | Québec
| Hydro Québec Act | 2020 | Hydro Québec Act, CQLR c H-5, s.16. |  |  | Québec
| Hydro Québec | 2019 | Hydro Quebec Power Exports: A Winning Solution | http://www.hydroquebec.com/international/en/exports/markets/
| Hydro Québec Transénergie | 2006 | Installations de transport d'énergie au Québec | https://archives.bape.gouv.qc.ca/sections/mandats/La%20Romaine_raccordement/documents/DA5.pdf |  | Québec
| Overbye et al. | 2017 | Power System Analysis and Design (Sixth Edition). Table 5.2
| Athari, MH and Zhifang, W. | 2017 | Interdependence of Transmission Branch Parameters on the Voltage Levels. Electrical Engineering and Systems Science. | https://arxiv.org/abs/1709.06930
| Gutman, R., Marchenko, P.P., and Dunlop, R.D. | 1979 | Analytical Development of Loadability Characteristics for EHV and UHV Transmission Lines | http://home.eng.iastate.edu/~jdm/ee552/StClairAEP.pdf
| Hydro Québec | 2019 | Hydro Quebec Power Exports: A Winning Solution | http://www.hydroquebec.com/international/en/exports/markets/
| Canada Energy Regulator | 2021 | International Power Lines Dashboard | https://www.cer-rec.gc.ca/en/data-analysis/facilities-we-regulate/international-power-lines-dashboard/index.html |  | Canada

## Generation
QB | EXISTING GENERATION | [12 empty] | DESIGN
| Project Name | Gen Code | Owner | Location | Latitude | Longitude | COPPER Balancing Area | Operating Region | Connecting Node Name | Connecting Node Code | Connection Voltage | Start Year | End Year | Generation Type | Generation Type - COPPER | Installed Capacity | Capacity Adjustment | Effective Capacity | Capacity Factor | Annual Average Energy | # of units | Inc Heat Rate @ Max | Minimum Capacity | Maximum Capacity | Minimum Up Time | Minimum Down Time | Spin Up Ramp Rate | Spin Down Ramp Rate | Start Up Ramp Limit | Shut Down Ramp Limit | Must Run | Operating Reserve Fraction | Outage Duration | Forced Outage Rate | Maintenance Outage Rate | Start Up Costs | Fuel Costs | Shut Down Costs | Fixed O&M Cost | Variable O&M Cost | Other References | Notes
[11 empty] | (kV) |  |  |  |  | (MW) |  | (MW) |  | (GWh/year) |  | (MMBtu/MWh) | (MW) | (MW) | (hours) | (hours) | (%/min) | (%/min) | [MW/hr p MWcap] | [MW/hr p MWcap] | (T/F) | (%) | (hours) | (%) | (days/y) | (S/MWcap) | ($/MWh) | (S/MWcap) | ($/year) | ($/MWh)
| St-Thomas | QB_STH00_GEN | EBI Énergie | St-Thomas | 46.0639 | -73.2555 | Quebec.a | Québec | Berthier | QB_BTH_DSS | 120 | 2000 | 2100 | Biogas | biomass | 9.9 | 92.5% | 9.1575 | 85% | 73.7154
| Gatineau | QB_BGT00_GEN | Produits forestiers Résolu | Gatineau | 45.4792 | -75.6552 | Quebec.a | Québec | Bowater Gatineau | QB_BGT_ISS | 120 | 2000 | 2100 | Biomass | biomass | 16.5 | 92.5% | 15.2625 | 85% | 122.859
| Chapais | QB_CHP00_GEN | Brookfield Renewable Energy | Chapais | 49.7709 | -74.8568 | Quebec.b | Québec | Chapais | QB_CHP_DSS | 161 | 2000 | 2100 | Biomass | biomass | 31 | 92.5% | 28.675 | 85% | 230.826 | [20 empty] | https://energielalievre.com/en/
| Biomont | QB_BNT00_GEN | Biomont Énergie | Montréal | 45.5592 | -73.6173 | Quebec.a | Québec | Charland | QB_CLD_DSS | 315 | 2000 | 2100 | Biogas | biomass | 4.8 | 92.5% | 4.44 | 85% | 35.7408
| Lebel-sur-Quévillon | QB_QVN00_GEN | Nexolia Bioénergie | Lebel-sur-Quévillon | 49.9316 | -74.3697 | Quebec.b | Québec | Domtar Quévillon | QB_DOQ_ISS | 120 | 2020 | 2100 | Biomass | biomass | 55.3 | 92.5% | 51.1525 | 85% | 411.7638 | [21 empty] | Capacity injected into the network is zero.
| Domtar-Windsor TG1 | QB_DOM01_GEN | Domtar | Windsor | 45.5645 | -71.9781 | Quebec.a | Québec | Domtar Windsor | QB_DOM_ISS | 120 | 2000 | 2100 | Biomass | biomass | 30 | 92.5% | 27.75 | 85% | 223.38 | [21 empty] | Capacity injected into the network is zero.
| Domtar-Windsor TG2 | QB_DOM02_GEN | Domtar | Windsor | 45.5645 | -71.9781 | Quebec.a | Québec | Domtar Windsor | QB_DOM_ISS | 120 | 2000 | 2100 | Biomass | biomass | 18 | 92.5% | 16.65 | 85% | 134.028 | [21 empty] | Capacity injected into the network is zero.
| Kruger Bromptonville | QB_KRB00_GEN | Kruger Energie | Bromptonville | 45.4832 | -71.9491 | Quebec.a | Québec | Kruger Inc Bromptonville | QB_KRB_ISS | 120 | 2000 | 2100 | Biomass | biomass | 26.5 | 92.5% | 24.5125 | 85% | 197.319 | [21 empty] | Capacity injected into the network is limited compared to the installed capacity.
| Lachenaie Landfill | QB_LAC00_GEN | BFI Canada | Lachenie | 45.7326 | -73.5346 | Quebec.a | Québec | Lachenaie | QB_LAC_DSS | 315 | 2000 | 2100 | Biomass | biomass | 4 | 92.5% | 3.7 | 85% | 29.784
| Lachute | QB_LCT00_GEN | Lidya Energy | Lachute | 45.6093 | -74.2492 | Quebec.a | Québec | Lachute | QB_LCT_DSS | 120 | 2000 | 2100 | Biogas | biomass | 9.9 | 92.5% | 9.1575 | 85% | 73.7154
| Haute-Yamaska | QB_HYM00_GEN | Terreau Biogaz | Ste-Cécile de Milton | 45.4634 | -72.7809 | Quebec.a | Québec | Leclerc | QB_LCL_DSS | 120 | 2000 | 2100 | Biogas | biomass | 2.1 | 92.5% | 1.9425 | 85% | 15.6366
| Béarn Sawmill | QB_BRS00_GEN | Tembec | Témiscaming | 47.2847 | -79.3356 | Quebec.a | Québec | Lorrainville | QB_LRV_DSS | 120 | 2000 | 2100 | Biomass | biomass | 7 | 92.5% | 6.475 | 85% | 52.122
| St-Nicéphore | QB_SNI00_GEN | Waste Management | St-Nicéphore | 45.8228 | -72.3688 | Quebec.a | Québec | Marcotte | QB_MAR_DSS | 120 | 2000 | 2100 | Biogas | biomass | 7.6 | 92.5% | 7.03 | 85% | 56.5896
| Dolbeau | QB_DLB00_GEN | Sysgaz | Dolbeau | 48.8794 | -72.2174 | Quebec.b | Québec | Mistassini | QB_MIS_DSS | 161 | 2000 | 2100 | Biomass | biomass | 28.8 | 92.5% | 26.64 | 85% | 214.4448
| Fibrek | QB_FBK00_GEN | PF Résolu Canada Inc | St-Félicien | 48.7465 | -72.5128 | Quebec.b | Québec | Saint-Félicien | QB_SFE_DSS | 161 | 2000 | 2100 | Biomass | biomass | 43 | 92.5% | 39.775 | 85% | 320.178 | [21 empty] | Capacity injected into the network is limited compared to the installed capacity.
| St-Félicien | QB_SFE00_GEN | Green Leaf | St-Félicien | 48.6379 | -72.4337 | Quebec.b | Québec | Saint-Félicien | QB_SFE_DSS | 161 | 2000 | 2100 | Biomass | biomass | 23 | 92.5% | 21.275 | 85% | 171.258
| Senneterre | QB_STR00_GEN | Boralex Inc | Senneterre | 48.3838 | -77.223 | Quebec.b | Québec | Senneterre | QB_STR_DSS | 120 | 2000 | 2100 | Biomass | biomass | 31 | 92.5% | 28.675 | 85% | 230.826
| Témiscaming 1 | QB_TMG01_GEN | Rayonier Advanced Materials | Témiscaming | 46.7131 | -79.0938 | Quebec.a | Québec | Tembec Inc Témiscaming | QB_TMB_ISS | 120 | 2000 | 2100 | Biomass | biomass | 9.4 | 92.5% | 8.695 | 85% | 69.9924 | [21 empty] | Capacity injected into the network is zero.
| Témiscaming 2 | QB_TMG02_GEN | Rayonier Advanced Materials | Témiscaming | 46.7131 | -79.0938 | Quebec.a | Québec | Tembec Inc Témiscaming | QB_TMB_ISS | 120 | 2000 | 2100 | Biomass | biomass | 50.8 | 92.5% | 46.99 | 85% | 378.2568 | [21 empty] | Capacity injected into the network is zero.
| Cogénération Valleyfield | QB_VLF00_GEN | Les Industries JPB Inc | Valleyfield | 45.2302 | -74.0838 | Quebec.a | Québec | Valleyfield | QB_VLF_DSS | 120 | 2020 | 2100 | Biomass | biomass | 9.75 | 92.5% | 9.0188 | 85% | 72.5985
| Bécancour | QB_BEC00_GEN | Hydro-Quebec Production | Bécancour | 46.3919 | -72.3523 | Quebec.a | Québec | Bécancour GS | QB_BEC_GSS | 230 | 1993 | 2100 | NG_CC | gasCC | 411 | 95.3% | 391.683 | 1% | 36.0036 | 4 | [19 empty] | https://www.hydroquebec.com/production/centrales.html | Operated only at peak, so assumed low capacity factor.
| CEPSA-Indorama | QB_CPI00_GEN | Indorama Ventures | Montréal-Est | 45.6575 | -73.4924 | Quebec.a | Québec | Montréal-Est | QB_MTE_DSS | 120 | 2000 | 2100 | NG_CG | gasCC | 7.5 | 95.3% | 7.1475 | 0.75 | 49.275
| Bécancour TCE | QB_TCE00_GEN | TransCanada Energy Ltd | Bécancour | 46.3675 | -72.4037 | Quebec.a | Québec | Trans Canada Énergie | QB_TCE_ISS | 230 | 2000 | 2100 | NG_CG | gasCC | 547 | 95.3% | 521.291 | 1% | 47.9172 | [20 empty] | https://www.tcenergy.com/operations/power/becancour-cogeneration-plant/#documents | Operated only at peak, so treated as a NG_CT for capacity factor.
| Beaumont | QB_BMT00_GEN | Hydro-Quebec Production | Saint-Maurice | 47.5561 | -72.8362 | Quebec.a | Québec | Beaumont GS | QB_BMT_GSS | 230 | 1959 | 2100 | hydro_daily | hydro_daily | 270 | 98.1% | 264.87 | 65% | 1537.38 | 6 | [19 empty] | http://www.hydroquebec.com/production/images/centrales/beaumont-01.jpg
| Bersimis 2 | QB_BS200_GEN | Hydro-Quebec Production | Betsiamites | 49.1754 | -69.2263 | Quebec.b | Québec | Bersimis-2 | QB_BS2_GSS | 315 | 1960 | 2100 | hydro_daily | hydro_daily | 845 | 98.1% | 828.945 | 65% | 4811.43 | 5 | [19 empty] | http://www.hydroquebec.com/production/images/centrales/bersimis2-01.jpg
| Chute-à-Caron | QB_CAC00_GEN | Rio Tinto Alcan | Saguenay | 48.4506 | -71.2536 | Quebec.b | Québec | Chute-à-Caron | QB_CAC_GSS | 120 | 1931 | 2100 | hydro_daily | hydro_daily | 222 | 98.1% | 217.782 | 65% | 1264.068 | [21 empty] | Serves Rio Tinto Alcan internal load.
| Chute-à-la-Savane | QB_CAS00_GEN | Rio Tinto Alcan | Saguenay | 48.7536 | -71.8395 | Quebec.b | Québec | Chute-à-la-Savane | QB_CAS_GSS | 120 | 1953 | 2100 | hydro_daily | hydro_daily | 245 | 98.1% | 240.345 | 65% | 1395.03 | [21 empty] | Serves Rio Tinto Alcan internal load.
| Chute-des-Passes | QB_CDP00_GEN | Rio Tinto Alcan | Saguenay | 49.8374 | -71.1665 | Quebec.b | Québec | Chute-des-Passes | QB_CDP_DSS | 315 | 1959 | 2100 | hydro_daily | hydro_daily | 833 | 98.1% | 817.173 | 65% | 4743.102 | [21 empty] | Serves Rio Tinto Alcan internal load.
| Chute-du-Diable | QB_CDD00_GEN | Rio Tinto Alcan | Saguenay | 48.7807 | -71.6974 | Quebec.b | Québec | Chute-du-diable | QB_CDD_GSS | 120 | 1952 | 2100 | hydro_daily | hydro_daily | 224 | 98.1% | 219.744 | 65% | 1275.456 | [21 empty] | Serves Rio Tinto Alcan internal load.
| Murdock-Willson | QB_MKW00_GEN | Produits forestiers Résolu - Hydro-Saguenay | Jonquière | 48.452 | -71.2132 | Quebec.b | Québec | Jonquière | QB_JNQ_DSS | 161 | 1957 | 2100 | hydro_daily | hydro_daily | 55 | 98.1% | 53.955 |  | 360 | [21 empty] | Serves Resolute Forest Products internal load.
| L'Isle-Maligne | QB_LIM00_GEN | Rio Tinto Alcan | Saguenay | 48.5771 | -71.6347 | Quebec.b | Québec | L'Isle Maligne | QB_LIM_ISS | 230 | 1926 | 2100 | hydro_daily | hydro_daily | 448 | 98.1% | 439.488 | 65% | 2550.912 | [20 empty] | https://www.hydroquebec.com/data/projets/ligne-micoua-saguenay/pdf/inventaire-milieu-feuillet-7.pdf | Serves Rio Tinto Alcan internal load.
| La Grande 1 | QB_LG100_GEN | Hydro-Quebec Production | Grande Rivière | 53.7323 | -78.5712 | Quebec.b | Québec | La Grande-1 | QB_LG1_GSS | 315 | 1995 | 2100 | hydro_daily | hydro_daily | 1436 | 98.1% | 1408.716 | 65% | 8176.584 | 12
| Laforge 2 | QB_LF200_GEN | Hydro-Quebec Production | Laforge | 54.5909 | -71.2787 | Quebec.b | Québec | Laforge-2 | QB_LF2_GSS | 315 | 1996 | 2100 | hydro_daily | hydro_daily | 319 | 98.1% | 312.939 | 65% | 1816.386 | 2
| Manic 1 | QB_MC100_GEN | Hydro-Quebec Production | Manicouagan | 49.1913 | -68.3294 | Quebec.b | Québec | Manic-1 | QB_MC1_GSS | 120 | 1967 | 2100 | hydro_daily | hydro_daily | 184 | 98.1% | 180.504 | 65% | 1047.696 | 3
| Manic 2 | QB_MC200_GEN | Hydro-Quebec Production | Manicouagan | 49.3213 | -68.3467 | Quebec.b | Québec | Manic-2 | QB_MC2_GSS | 315 | 1967 | 2100 | hydro_daily | hydro_daily | 1229 | 98.1% | 1205.649 | 65% | 6997.926 | 8
| Manic 3 | QB_MC300_GEN | Hydro-Quebec Production | Manicouagan | 49.7408 | -68.5945 | Quebec.b | Québec | Manic-3 | QB_MC3_GSS | 315 | 1976 | 2100 | hydro_daily | hydro_daily | 1326 | 98.1% | 1300.806 | 65% | 7550.244 | 6
| McCormick | QB_MCC00_GEN | Hydro-Quebec Production (60%), Alcoa (40%) | Manicouagan | 49.193 | -68.3268 | Quebec.b | Québec | McCormick | QB_MCC_GSS | 120 | 1952 | 2100 | hydro_daily | hydro_daily | 235 | 98.1% | 230.535 | 65% | 1338.09 | 7 | [19 empty] | http://www.hydroquebec.com/production/images/centrales/mccormick-1.jpg
| Outardes 2 | QB_OT200_GEN | Hydro-Quebec Production | Aux Outardes | 49.1448 | -68.3894 | Quebec.b | Québec | Outardes-2 | QB_OT2_GSS | 315 | 1978 | 2100 | hydro_daily | hydro_daily | 523 | 98.1% | 513.063 | 65% | 2977.962 | 3 | [19 empty] | http://www.hydroquebec.com/production/images/centrales/outardes2-01.jpg
| Outardes 3 | QB_OT300_GEN | Hydro-Quebec Production | Aux Outardes | 49.5576 | -68.7256 | Quebec.b | Québec | Outardes-3 | QB_OT3_GSS | 315 | 1969 | 2100 | hydro_daily | hydro_daily | 1026 | 98.1% | 1006.506 | 65% | 5842.044 | 4 | [19 empty] | http://www.hydroquebec.com/production/images/centrales/outardes3-01.jpg
| Paugan | QB_PAU00_GEN | Hydro-Quebec Production | Gatineau | 45.8097 | -75.9309 | Quebec.a | Québec | Paugan | QB_PAU_GSS | 230 | 1956 | 2100 | hydro_daily | hydro_daily | 226 | 65% | 146.9 | 65% | 1286.844 | 8
| Première-Chute | QB_PRC00_GEN | Hydro-Quebec Production | Outaouais | 47.6007 | -79.4524 | Quebec.a | Québec | Première Chute | QB_PRC_GSS | 120 | 1975 | 2100 | hydro_daily | hydro_daily | 131 | 98.1% | 128.511 | 65% | 745.914 | 4
| Rapides-des-Îles | QB_RPI00_GEN | Hydro-Quebec Production | Outaouais | 47.5768 | -79.3546 | Quebec.a | Québec | Rapides-des-Iles | QB_RPI_GSS | 120 | 1973 | 2100 | hydro_daily | hydro_daily | 176 | 98.1% | 172.656 | 65% | 1002.144 | 4
| Rapides-des-Quinze | QB_RDQ00_GEN | Hydro-Quebec Production | Outaouais | 47.5906 | -79.2944 | Quebec.a | Québec | Rapides-des-Quinze | QB_RPQ_GSS | 120 | 1955 | 2100 | hydro_daily | hydro_daily | 109 | 65% | 70.85 | 65% | 620.646 | 6
| Romaine 1 | QB_RM100_GEN | Hydro-Quebec Production | Romaine | 50.3854 | -63.2607 | Quebec.b | Québec | Romaine-1 | QB_RM1_GSS | 315 | 2015 | 2100 | hydro_daily | hydro_daily | 270 | 98.1% | 264.87 | 65% | 1537.38 | 2 | [19 empty] | Hydro Quebec. 2019. Complexe de la Romaine - Bilan des activités environnementales 2018
| Jim-Gray | QB_JGR00_GEN | Produits forestiers Résolu - Hydro-Saguenay | Jonquière | 48.6987 | -71.2125 | Quebec.b | Québec | Saint-Ambroise | QB_SAM_DSS | 161 | 1953 | 2100 | hydro_daily | hydro_daily | 63 | 98.1% | 61.803 |  | 410 | 2 | [20 empty] | Serves Resolute Forest Products internal load.
| Sainte-Marguerite 2 | QB_SM200_GEN | Compagnie Gulf Power | Sainte-Marguerite | 50.2123 | -66.6583 | Quebec.b | Québec | Sainte-Marguerite-2 | QB_SM2_DFS | 120 | 2000 | 2100 | hydro_daily | hydro_daily | 24 | 98.1% | 23.544 | 65% | 136.656
| Sarcelle | QB_SRC00_GEN | Hydro-Quebec Production | Rivière Eastmain | 52.6678 | -76.6326 | Quebec.b | Québec | Sarcelle | QB_SRC_GSS | 315 | 2013 | 2100 | hydro_daily | hydro_daily | 150 | 98.1% | 147.15 | 65% | 854.1 | 3
| Shawinigan 2 | QB_SH200_GEN | Hydro-Quebec Production | Saint-Maurice | 46.5359 | -72.7673 | Quebec.a | Québec | Shawinigan-2 | QB_SH2_GSS | 120 | 1929 | 2100 | hydro_daily | hydro_daily | 200 | 65% | 130 | 65% | 1138.8 | 8 | [19 empty] | http://www.hydroquebec.com/production/images/centrales/shawinigan3-01.jpg
| Shawinigan 3 | QB_SH300_GEN | Hydro-Quebec Production | Saint-Maurice | 46.5338 | -72.7656 | Quebec.a | Québec | Shawinigan-3 | QB_SH3_GSS | 120 | 1949 | 2100 | hydro_daily | hydro_daily | 194 | 98.1% | 190.314 | 65% | 1104.636 | 3
| Shipshaw | QB_SPS00_GEN | Rio Tinto Alcan | Saguenay | 48.4484 | -71.2148 | Quebec.b | Québec | Shipshaw | QB_SPS_GSS | 161 | 1943 | 2100 | hydro_daily | hydro_daily | 947 | 98.1% | 929.007 | 65% | 5392.218 | [21 empty] | Serves Rio Tinto Alcan internal load.
| Trenche | QB_TRC00_GEN | Hydro-Quebec Production | Saint-Maurice | 47.7521 | -72.8783 | Quebec.b | Québec | Trenche | QB_TRC_GSS | 230 | 1955 | 2100 | hydro_daily | hydro_daily | 302 | 98.1% | 296.262 | 65% | 1719.588 | 6
| Bersimis 1 | QB_BS100_GEN | Hydro-Quebec Production | Betsiamites | 49.2947 | -69.5514 | Quebec.b | Québec | Bersimis-1 | QB_BS1_GSS | 315 | 1959 | 2100 | hydro_monthly | hydro_monthly | 1178 | 98.1% | 1155.618 | 65% | 6707.532 | 8
| Brisay | QB_BSY00_GEN | Hydro-Quebec Production | Caniapiscau | 54.4491 | -70.5121 | Quebec.b | Québec | Brisay | QB_BSY_GSS | 315 | 1993 | 2100 | hydro_monthly | hydro_monthly | 469 | 98.1% | 460.089 | 65% | 2670.486 | 2
| Eastmain 1 | QB_EM100_GEN | Hydro-Quebec Production | Rivière Eastmain | 52.1818 | -76.051 | Quebec.b | Québec | Eastmain-1 | QB_EM1_GSS | 315 | 2006 | 2100 | hydro_monthly | hydro_monthly | 480 | 98.1% | 470.88 | 65% | 2733.12 | 3 | [19 empty] | http://www.hydroquebec.com/sebj/en/eastmain1.html
| Eastmain 1-A | QB_EM1A00_GEN | Hydro-Quebec Production | Rivière Eastmain | 52.1793 | -76.0418 | Quebec.b | Québec | Eastmain-1 | QB_EM1_GSS | 315 | 2012 | 2100 | hydro_monthly | hydro_monthly | 768 | 98.1% | 753.408 | 65% | 4372.992 | 3 | [19 empty] | http://www.hydroquebec.com/sebj/en/eastmain1.html
| Hart-Jaune | QB_HTJ00_GEN | Hydro-Quebec Production | Hart-Jaune | 51.7849 | -67.9119 | Quebec.b | Québec | Hart-Jaune | QB_HTJ_GSS | 120 | 1960 | 2100 | hydro_monthly | hydro_monthly | 51 | 65% | 33.15 | 65% | 290.394 | 3
| CONTRACTED - QB-Vermont | XX_QBUS100_GEN | Hydro-Quebec Production | QB-Vermont Border | 45.0114 | -71.7366 | Quebec.a | Québec | INT Sandy Pond | XX_QBUS1_INT | 120 | 2013 | 2038 | hydro_monthly | hydro_monthly | -225 | 100% | -225 | 65.96% | -1300 | [20 empty] | http://www.hydroquebec.com/international/en/exports/markets/new-england.html | Contracted firm sales from Quebec to Vermont.
| CONTRACTED - ON-QB | PP_ONQB100_GEN | Hydro-Quebec Production | ON-QB Border | 45.2142 | -74.3558 | Quebec.a | Québec | IPT Beauharnois | PP_ONQB1_IPT | 120 | 2009 | 2029 | hydro_monthly | hydro_monthly | -145 | 100% | -145 | 47.24% | -600 | [20 empty] | https://www.cornwallnewswatch.com/2016/08/22/cornwall-electric-10-year-hydro-quebec-deal-in-the-works/ | Contracted firm sales from Quebec to Cornwall, Ontario.
| CONTRACTED - QB-NL | PP_QBNL100_GEN | Churchill Fall (Labrador Corporation) | QB-NL Border | 52.1021 | -65.6932 | Quebec.b | Québec | IPT Montagnais | PP_QBNL1_IPT | 735 | 1971 | 2041 | hydro_monthly | hydro_monthly | 4903 | 97.19% | 4765 | 66.7% | 28665 | [21 empty] | 1969 CFLCo Contract + Guaranteed Winter Availability Contract (GWAC)
| La Grande 2 | QB_LG200_GEN | Hydro-Quebec Production | Grande Rivière | 53.7818 | -77.5305 | Quebec.b | Québec | La Grande-2 | QB_LG2_GSS | 735 | 1981 | 2100 | hydro_monthly | hydro_monthly | 5616 | 98.1% | 5509.296 | 65% | 31977.504 | 16 | [20 empty] | Also called "Robert-Bourassa"
| La Grande 2A | QB_LGA00_GEN | Hydro-Quebec Production | Grande Rivière | 53.7808 | -77.5483 | Quebec.b | Québec | La Grande-2A | QB_LG2A_GSS | 315 | 1992 | 2100 | hydro_monthly | hydro_monthly | 2106 | 98.1% | 2065.986 | 65% | 11991.564 | 6
| La Grande 3 | QB_LG300_GEN | Hydro-Quebec Production | Grande Rivière | 53.7274 | -75.9874 | Quebec.b | Québec | La Grande-3 | QB_LG3_GSS | 735 | 1984 | 2100 | hydro_monthly | hydro_monthly | 2417 | 98.1% | 2371.077 | 65% | 13762.398 | 12
| La Grande 4 | QB_LG400_GEN | Hydro-Quebec Production | Grande Rivière | 53.8864 | -73.466 | Quebec.b | Québec | La Grande-4 | QB_LG4_GSS | 735 | 1986 | 2100 | hydro_monthly | hydro_monthly | 2779 | 98.1% | 2726.199 | 65% | 15823.626 | 9
| Laforge 1 | QB_LF100_GEN | Hydro-Quebec Production | Laforge | 54.1693 | -72.6146 | Quebec.b | Québec | Laforge-1 | QB_LF1_GSS | 315 | 1994 | 2100 | hydro_monthly | hydro_monthly | 878 | 98.1% | 861.318 | 65% | 4999.332 | 6
| Manic 5 | QB_MC500_GEN | Hydro-Quebec Production | Manicouagan | 50.6398 | -68.7267 | Quebec.b | Québec | Manic-5 | QB_MC5_GSS | 315 | 1971 | 2100 | hydro_monthly | hydro_monthly | 1596 | 98.1% | 1565.676 | 65% | 9087.624 | 8
| Manic 5A | QB_M5A00_GEN | Hydro-Quebec Production | Manicouagan | 50.6467 | -68.7395 | Quebec.b | Québec | Manic-5A | QB_M5A_GSS | 315 | 1990 | 2100 | hydro_monthly | hydro_monthly | 1064 | 98.1% | 1043.784 | 65% | 6058.416 | 4
| Mercier | QB_MER00_GEN | Hydro-Quebec Production | Gatineau | 46.7173 | -75.9825 | Quebec.a | Québec | Mercier | QB_MER_DSS | 120 | 2007 | 2100 | hydro_monthly | hydro_monthly | 55 | 65% | 35.75 | 65% | 313.17 | 5 | [19 empty] | http://www.hydroquebec.com/production/images/centrales/mercier-01.jpg
| Outardes 4 | QB_OT400_GEN | Hydro-Quebec Production | Aux Outardes | 49.7037 | -68.9038 | Quebec.b | Québec | Outardes-4 | QB_OT4_GSS | 315 | 1969 | 2100 | hydro_monthly | hydro_monthly | 785 | 98.1% | 770.085 | 65% | 4469.79 | 4
| Rapide 7 | QB_RP700_GEN | Hydro-Quebec Production | Outaouais | 47.7685 | -78.3102 | Quebec.b | Québec | Rapide-7 | QB_RP7_GSS | 120 | 1949 | 2100 | hydro_monthly | hydro_monthly | 67 | 65% | 43.55 | 65% | 381.498 | 4
| Rapide-Blanc | QB_RPB00_GEN | Hydro-Quebec Production | Saint-Maurice | 47.7964 | -72.9735 | Quebec.b | Québec | Rapide-Blanc | QB_RPB_TSS | 230 | 1955 | 2100 | hydro_monthly | hydro_monthly | 204 | 98.1% | 200.124 | 65% | 1161.576 | 6
| Romaine 2 | QB_RM200_GEN | Hydro-Quebec Production | Romaine | 50.6246 | -63.1941 | Quebec.b | Québec | Romaine-2 | QB_RM2_GSS | 315 | 2014 | 2100 | hydro_monthly | hydro_monthly | 640 | 98.1% | 627.84 | 65% | 3644.16 | 2 | [19 empty] | Hydro Quebec. 2019. Complexe de la Romaine - Bilan des activités environnementales 2018
| Romaine 3 | QB_RM300_GEN | Hydro-Quebec Production | Romaine | 51.1146 | -63.3998 | Quebec.b | Québec | Romaine-3 | QB_RM3_GSS | 315 | 2017 | 2100 | hydro_monthly | hydro_monthly | 395 | 98.1% | 387.495 | 65% | 2249.13 | 2 | [19 empty] | Hydro Quebec. 2019. Complexe de la Romaine - Bilan des activités environnementales 2018
| Romaine 4 | QB_RM400_GEN | Hydro-Quebec Production | Romaine | 51.368 | -63.507 | Quebec.b | Québec | Romaine-4 | QB_RM4_GSS | 315 | 2021 | 2100 | hydro_monthly | hydro_monthly | 245 | 98.1% | 240.345 | 65% | 1395.03 | 2 | [19 empty] | Hydro Quebec. 2019. Complexe de la Romaine - Bilan des activités environnementales 2018
| Sainte-Marguerite 3 | QB_SM300_GEN | Hydro-Quebec Production | Sainte-Marguerite | 50.7128 | -66.7814 | Quebec.b | Québec | Sainte-Marguerite-3 | QB_SM3_DFS | 315 | 2003 | 2100 | hydro_monthly | hydro_monthly | 882 | 98.1% | 865.242 | 65% | 5022.108 | 2
| Toulnustouc | QB_TLC00_GEN | Hydro-Quebec Production | Toulnustouc | 49.9705 | -68.1591 | Quebec.b | Québec | Toulnustouc | QB_TLC_GSS | 315 | 2005 | 2100 | hydro_monthly | hydro_monthly | 526 | 98.1% | 516.006 | 65% | 2995.044 | 2
| St-Alban | QB_SAL00_GEN | Algonquin Power | St-Alban | 46.71 | -72.0768 | Quebec.a | Québec | Alain-Grandbois | QB_AGB_DSS | 315 | 2000 | 2100 | hydro_run | hydro_run | 8.2 | 65% | 5.33 | 75% | 53.874
| Belle-Rivière Hydro | QB_BRH00_GEN | La Société d'Énergie Belle-Rivière Inc | La Belle Riviere | 48.4417 | -71.7389 | Quebec.b | Québec | Alma | QB_ALM_DSS | 230 | 1993 | 2100 | hydro_run | hydro_run | 1 | 65% | 0.65 | 75% | 6.57
| Beauharnois | QB_BEO00_GEN | Hydro-Quebec Production | Lac Saint-François and canal de Beauharnois | 45.3141 | -73.9088 | Quebec.a | Québec | Beauharnois-Ouest | QB_BEO_TSS | 230 | 1961 | 2100 | hydro_run | hydro_run | 1900 | 98.1% | 1863.9 | 75% | 12483 | 36 | [19 empty] | http://www.hydroquebec.com/production/images/centrales/beauharnois-01.jpg
| Marches Naturelles | QB_MNT00_GEN | Boralex Inc | Montmorency | 46.8941 | -71.1587 | Quebec.a | Québec | Beauport | QB_BPT_DSS | 315 | 2015 | 2035 | hydro_run | hydro_run | 4.2 | 65% | 2.73 | 75% | 27.594
| Hydro-Canyon Saint-Joachim | QB_HSJ00_GEN | Société Hydro-Canyon Saint-Joachim Inc | St-Joachim | 47.072 | -70.877 | Quebec.a | Québec | Beaupré | QB_BPR_DSS | 315 | 2000 | 2100 | hydro_run | hydro_run | 23.2 | 65% | 15.08 | 75% | 152.424 | [20 empty] | http://www.cima.ca/en/project/hydro-canyon-saint-joachim/
| Sept-Chutes | QB_SCT00_GEN | Hydro-Quebec Production | Sainte-Anne | 47.1227 | -70.8286 | Quebec.a | Québec | Beaupré | QB_BPR_DSS | 315 | 1999 | 2100 | hydro_run | hydro_run | 22 | 65% | 14.3 | 75% | 144.54 | 4
| Bryson | QB_BRY00_GEN | Hydro-Quebec Production | Outaouais | 45.6611 | -76.6318 | Quebec.a | Québec | Bryson | QB_BRY_GSS | 120 | 1949 | 2100 | hydro_run | hydro_run | 56 | 65% | 36.4 | 75% | 367.92 | 3
| Buckingham | QB_BUC00_GEN | Boralex Inc | Buckingham | 45.5895 | -75.4223 | Quebec.a | Québec | Buckingham | QB_BUC_DSS | 120 | 1994 | 2100 | hydro_run | hydro_run | 20 | 65% | 13 | 75% | 131.4
| Dufferin | QB_DFF00_GEN | Brookfield Renewable Energy | Buckingham | 45.5844 | -75.4178 | Quebec.a | Québec | Buckingham | QB_BUC_DSS | 120 | 2000 | 2100 | hydro_run | hydro_run | 40.6 | 65% | 26.39 | 75% | 266.742
| Joey-Tanenbaum | QB_JTN00_GEN | Coulonge Eenergie/Hydro-Pontiac Inc | Fort Coulonge | 45.8781 | -76.6961 | Quebec.a | Québec | Cadieux | QB_CDX_DSS | 25 | 2000 | 2100 | hydro_run | hydro_run | 17 | 65% | 11.05 | 75% | 111.69
| W.R. Beatty | QB_WRB00_GEN | Waltham Énergie Sec / Hydro-Pontiac Inc | Waltham | 45.9167 | -76.9223 | Quebec.a | Québec | Cadieux | QB_CDX_DSS | 120 | 2000 | 2100 | hydro_run | hydro_run | 11.7 | 65% | 7.605 | 75% | 76.869
| Chute Bell | QB_CHB00_GEN | Hydro-Quebec Production | Calumet | 45.7737 | -74.6863 | Quebec.a | Québec | Calumet | QB_CAL_DSS | 120 | 2000 | 2100 | hydro_run | hydro_run | 10 | 65% | 6.5 | 75% | 65.7 | 1
| Chute-Bell | QB_CBL00_GEN | Hydro-Quebec Production | Rouge | 45.774 | -74.6844 | Quebec.a | Québec | Calumet | QB_CAL_DSS | 120 | 1999 | 2100 | hydro_run | hydro_run | 10 | 65% | 6.5 | 75% | 65.7 | 2
| Saint-Narcisse | QB_SNC00_GEN | Hydro-Quebec Production | Batiscan | 46.5484 | -72.4102 | Quebec.a | Québec | Cap-de-la-Madeleine | QB_CPM_DSS | 230 | 1926 | 2100 | hydro_run | hydro_run | 15 | 65% | 9.75 | 75% | 98.55 | 2
| Carillon | QB_CAR00_GEN | Hydro-Quebec Production | Outaouais | 45.5687 | -74.383 | Quebec.a | Québec | Carillon | QB_CAR_GSS | 120 | 1964 | 2100 | hydro_run | hydro_run | 753 | 98.1% | 738.693 | 75% | 4947.21 | 14
| Hydraska | QB_HYD00_GEN | Algonquin Power | St-Hyacinthe | 45.6273 | -72.95 | Quebec.a | Québec | Casavant | QB_CSV_DSS | 120 | 2000 | 2100 | hydro_run | hydro_run | 2.55 | 65% | 1.6575 | 75% | 16.7535
| T.-D.-Bouchard | QB_TDB00_GEN | Algonquin Power | St-Hyacinthe | 45.6219 | -72.9498 | Quebec.a | Québec | Casavant | QB_CSV_DSS | 120 | 2000 | 2100 | hydro_run | hydro_run | 2.3 | 65% | 1.495 | 75% | 15.111
| Chute à Magnan | QB_CHM00_GEN | Innergex Inc | St-Paulin | 46.4248 | -72.969 | Quebec.a | Québec | Charette | QB_CHR_DSS | 120 | 2000 | 2100 | hydro_run | hydro_run | 7.7 | 65% | 5.005 | 75% | 50.589
| Lefrançois | QB_LFR00_GEN | Innergex Inc | Saint-Paulin | 46.4235 | -72.9684 | Quebec.a | Québec | Charette | QB_CHR_DSS | 120 | 2000 | 2100 | hydro_run | hydro_run | 7.9 | 65% | 5.135 | 75% | 51.903
| Chutes de la Chaudière | QB_CHU00_GEN | Innergex Inc | Bernière | 46.7154 | -71.285 | Quebec.a | Québec | Chaudière | QB_CHU_DSS | 230 | 2000 | 2100 | hydro_run | hydro_run | 23 | 65% | 14.95 | 75% | 151.11 | [20 empty] | https://www.innergex.com/sites/chaudiere/
| Chelsea | QB_CHL00_GEN | Hydro-Quebec Production | Gatineau | 45.5125 | -75.7775 | Quebec.a | Québec | Chelsea | QB_CHL_GSS | 120 | 1939 | 2100 | hydro_run | hydro_run | 152 | 98.1% | 149.112 | 75% | 998.64 | 5
| S.P.C. | QB_SPC00_GEN | Centrale S.P.C. Inc | Saguenay | 48.4212 | -71.0839 | Quebec.b | Québec | Chicoutimi | QB_CHC_DSS | 161 | 2000 | 2100 | hydro_run | hydro_run | 38 | 65% | 24.7 | 75% | 249.66
| Chute-Allard | QB_CAL00_GEN | Hydro-Quebec Production | Saint-Maurice | 47.8929 | -73.7183 | Quebec.b | Québec | Chute-Allard | QB_CAL_GSS | 230 | 2009 | 2100 | hydro_run | hydro_run | 62 | 65% | 40.3 | 75% | 407.34 | 6
| Manouane Sipi | QB_MNS00_GEN | Ville de La Tuque / Atikamekw de Wemotaci | Manouane | 47.4591 | -72.7655 | Quebec.a | Québec | Chute-Allard | QB_CAL_GSS | 230 | 2020 | 2100 | hydro_run | hydro_run | 22 | 65% | 14.3 | 75% | 144.54
| Chute-Hemmings | QB_CHH00_GEN | Hydro-Quebec Production | Saint-François | 45.8632 | -72.4502 | Quebec.a | Québec | Chute-Hemmings | QB_CHH_GSS | 120 | 1925 | 2100 | hydro_run | hydro_run | 29 | 65% | 18.85 | 75% | 190.53 | 6
| Belding | QB_BLD00_GEN | Ville de Coaticook | Coaticook | 45.146 | -71.8078 | Quebec.a | Québec | Coaticook | QB_CTK_DSS | 120 | 2000 | 2100 | hydro_run | hydro_run | 1.6 | 65% | 1.04 | 75% | 10.512
| Chute-Burroughs | QB_CBR00_GEN | Hydro-Quebec Distribution | Magog | 45.1463 | -72.0186 | Quebec.a | Québec | Coaticook | QB_CTK_DSS | 120 | 2000 | 2100 | hydro_run | hydro_run | 1.6 | 65% | 1.04 | 75% | 10.512
| Côte Ste-Catherine | QB_CSC00_GEN | Algonquin Power | Ste-Catherine | 45.4066 | -73.5691 | Quebec.a | Québec | Delson | QB_DLN_DSS | 120 | 2000 | 2100 | hydro_run | hydro_run | 11.7 | 65% | 7.605 | 75% | 76.869
| Larocque | QB_LAR00_GEN | Hydro Bromptonville Inc/Kruger | Bromptonville | 45.4791 | -71.9532 | Quebec.a | Québec | Des Cantons | QB_DEC_TSS | 120 | 2000 | 2100 | hydro_run | hydro_run | 10 | 65% | 6.5 | 75% | 65.7 | [21 empty] | Capacity injected into the network is zero.
| East Angus | QB_EAG00_GEN | Boralex Inc | East Angus | 45.4827 | -71.6623 | Quebec.a | Québec | East Angus | QB_EAG_DSS | 120 | 1993 | 2100 | hydro_run | hydro_run | 2.2 | 65% | 1.43 | 75% | 14.454
| Westbury | QB_WTB00_GEN | Ville de Sherbrooke / Hydro Sherbrooke | Sherbrooke | 45.498 | -71.6201 | Quebec.a | Québec | East Angus | QB_EAG_DSS | 120 | 2000 | 2100 | hydro_run | hydro_run | 4.3 | 65% | 2.795 | 75% | 28.251
| Hydro-Fraser | QB_HFR00_GEN | Hydro-Fraser Inc | Rivière-du-Loup | 47.841 | -69.5317 | Quebec.b | Québec | Grand-Portage | QB_GPG_DSS | 120 | 2000 | 2100 | hydro_run | hydro_run | 2.25 | 65% | 1.4625 | 75% | 14.7825
| Winston | QB_WNT00_GEN | Winston Hydro | St-Antoine de RdLoup | 47.7515 | -69.5274 | Quebec.b | Québec | Grand-Portage | QB_GPG_DSS | 120 | 2021 | 2100 | hydro_run | hydro_run | 2.5 | 65% | 1.625 | 75% | 16.425
| Drummondville | QB_DRM00_GEN | Hydro-Quebec Production | Saint-François | 45.8869 | -72.4841 | Quebec.a | Québec | Grantham | QB_GRT_DSS | 120 | 1925 | 2100 | hydro_run | hydro_run | 16 | 65% | 10.4 | 75% | 105.12 | 4
| Franquelin–Chutes-à-Thompson | QB_FCT00_GEN | Société d'Énergie Rivière Franquelin Inc | Franquelin | 49.3083 | -67.86 | Quebec.b | Québec | Hauterive | QB_HTR_DSS | 161 | 2000 | 2100 | hydro_run | hydro_run | 9.9 | 65% | 6.435 | 75% | 65.043
| High Falls | QB_HIF00_GEN | Brookfield Renewable Energy | Lievre | 45.8396 | -75.6456 | Quebec.a | Québec | High Falls | QB_HIF_GSS | 120 | 2000 | 2100 | hydro_run | hydro_run | 109 | 65% | 70.85 | 75% | 716.13 | [20 empty] | https://energielalievre.com/en/
| Bésy | QB_BES00_GEN | Produits forestiers Résolu - Hydro-Saguenay | Jonquière | 48.4403 | -71.2467 | Quebec.b | Québec | Jonquière | QB_JNQ_DSS | 161 | 2006 | 2100 | hydro_run | hydro_run | 18 | 65% | 11.7 |  | 120 | 1 | [20 empty] | Serves Resolute Forest Products internal load.
| Chicoutimi | QB_CCM00_GEN | Produits forestiers Résolu - Hydro-Saguenay | Jonquière | 48.4262 | -71.0763 | Quebec.b | Québec | Jonquière | QB_JNQ_DSS | 161 | 1923 | 2100 | hydro_run | hydro_run | 8 | 65% | 5.2 |  | 38.8819 | 1 | [20 empty] | Serves Resolute Forest Products internal load.
| Chute Garneau | QB_CGA00_GEN | Ville de Saguenay / Hydro-Jonquière | Ville de Saguenay | 48.3864 | -71.1289 | Quebec.b | Québec | Jonquière | QB_JNQ_DSS | 161 | 2000 | 2100 | hydro_run | hydro_run | 5.9 | 65% | 3.835 | 75% | 38.763
| Jonquière | QB_JNQ00_GEN | Produits forestiers Résolu - Hydro-Saguenay | Jonquière | 48.4167 | -71.2555 | Quebec.b | Québec | Jonquière | QB_JNQ_DSS | 161 | 1923 | 2100 | hydro_run | hydro_run | 4.5 | 65% | 2.925 |  | 30 | [21 empty] | Serves Resolute Forest Products internal load.
| Jonquière 1 | QB_JN100_GEN | Ville de Saguenay | Ville de Saguenay | 48.4221 | -71.2534 | Quebec.b | Québec | Jonquière | QB_JNQ_DSS | 161 | 2000 | 2100 | hydro_run | hydro_run | 4.5 | 65% | 2.925 | 75% | 29.565
| Pont Arnaud | QB_PAR00_GEN | Ville de Saguenay / Hydro-Jonquière | Ville de Saguenay | 48.4069 | -71.1232 | Quebec.b | Québec | Jonquière | QB_JNQ_DSS | 161 | 2000 | 2100 | hydro_run | hydro_run | 9.1 | 65% | 5.915 | 75% | 59.787
| St-Raphaël | QB_SRA00_GEN | Algonquin Power | St-Raphaël | 46.7982 | -70.7366 | Quebec.a | Québec | La Durantaye | QB_LAD_DSS | 230 | 2000 | 2100 | hydro_run | hydro_run | 4.05 | 65% | 2.6325 | 75% | 26.6085
| La Gabelle | QB_LAG00_GEN | Hydro-Quebec Production | Saint-Maurice | 46.4491 | -72.7393 | Quebec.a | Québec | La Gabelle | QB_LAG_GSS | 230 | 1931 | 2100 | hydro_run | hydro_run | 131 | 65% | 85.15 | 75% | 860.67 | 5
| La Tuque | QB_LTU00_GEN | Hydro-Quebec Production | Saint-Maurice | 47.4446 | -72.7987 | Quebec.a | Québec | La Tuque | QB_LTU_GSS | 230 | 1955 | 2100 | hydro_run | hydro_run | 294 | 98.1% | 288.414 | 75% | 1931.58 | 6
| Ayers 1 | QB_AYR01_GEN | Ayers Limité | Lachute | 45.6367 | -74.3605 | Quebec.a | Québec | Lachute | QB_LCT_DSS | 120 | 2000 | 2100 | hydro_run | hydro_run | 3.4 | 65% | 2.21 | 75% | 22.338
| Ayers 2 | QB_AYR02_GEN | Ayers Limité | Lachute | 45.6436 | -74.3539 | Quebec.a | Québec | Lachute | QB_LCT_DSS | 120 | 2000 | 2100 | hydro_run | hydro_run | 1 | 65% | 0.65 | 75% | 6.57
| Rivière-des-Prairies | QB_RDP00_GEN | Hydro-Quebec Production | Rivière-des-Prairies | 45.5895 | -73.6572 | Quebec.a | Québec | Landry | QB_LDY_DSS | 120 | 1930 | 2100 | hydro_run | hydro_run | 54 | 65% | 35.1 | 75% | 354.78 | 6
| Bird | QB_BRD00_GEN | Boralex Inc | Pont-Rouge | 46.7489 | -71.7104 | Quebec.a | Québec | Leneuf | QB_LNF_DSS | 315 | 2000 | 2100 | hydro_run | hydro_run | 5 | 65% | 3.25 | 75% | 32.85
| Chutes-à-Gorry | QB_CGO00_GEN | Société d'Énergie de Columbus | St-Alban | 46.7904 | -72.0082 | Quebec.a | Québec | Leneuf | QB_LNF_DSS | 315 | 2000 | 2100 | hydro_run | hydro_run | 10.8 | 65% | 7.02 | 75% | 70.956
| Donnacona | QB_DNC00_GEN | Algonquin Power | Donnacona | 46.6785 | -71.7458 | Quebec.a | Québec | Leneuf | QB_LNF_DSS | 315 | 2000 | 2100 | hydro_run | hydro_run | 4.2 | 65% | 2.73 | 75% | 27.594 | [20 empty] | https://energielalievre.com/en/
| Glenford | QB_GLF00_GEN | Algonquin Power | Ste-Christine d'Auvergne | 46.8385 | -71.9405 | Quebec.a | Québec | Leneuf | QB_LNF_DSS | 315 | 2000 | 2100 | hydro_run | hydro_run | 4.5 | 65% | 2.925 | 75% | 29.565
| McDougall | QB_MDG00_GEN | Fiducie R.S.P. Hydro Inc/ Boralex Inc | Pont-Rouge | 46.7405 | -71.6955 | Quebec.a | Québec | Leneuf | QB_LNF_DSS | 315 | 2000 | 2100 | hydro_run | hydro_run | 8.5 | 65% | 5.525 | 75% | 55.845
| Chute du Quatre Milles | QB_CQM00_GEN | Énergie Hydroélectric Pessamit | Forestville | 48.7251 | -69.0916 | Quebec.b | Québec | Les Basques | QB_BSQ_DSS | 315 | 2021 | 2100 | hydro_run | hydro_run | 5.5 | 65% | 3.575 | 75% | 36.135
| Chute du Six Milles | QB_CSM00_GEN | Énergie Hydroélectric Pessamit | Forestville | 48.7249 | -69.1576 | Quebec.b | Québec | Les Basques | QB_BSQ_DSS | 315 | 2021 | 2100 | hydro_run | hydro_run | 13.2 | 65% | 8.58 | 75% | 86.724
| Forestville | QB_FRT00_GEN | Boralex Inc | Forestville | 48.7319 | -69.1706 | Quebec.b | Québec | Les Basques | QB_BSQ_DSS | 315 | 1995 | 2100 | hydro_run | hydro_run | 12 | 65% | 7.8 | 75% | 78.84
| Petites Bergeronnes | QB_PBG00_GEN | Société d'Énergie de Columbus | Petites-Bergeronnes | 48.2614 | -69.6265 | Quebec.b | Québec | Les Basques | QB_BSQ_DSS | 315 | 2000 | 2100 | hydro_run | hydro_run | 4.1 | 65% | 2.665 | 75% | 26.937
| Portneuf I | QB_PNF01_GEN | Innergex Inc | Ste-Anne-de-Portneuf | 48.6585 | -69.1325 | Quebec.b | Québec | Les Basques | QB_BSQ_DSS | 315 | 2000 | 2100 | hydro_run | hydro_run | 7.6 | 65% | 4.94 | 75% | 49.932
| Portneuf II | QB_PNF02_GEN | Innergex Inc | Ste-Anne-de-Portneuf | 48.6548 | -69.1762 | Quebec.b | Québec | Les Basques | QB_BSQ_DSS | 315 | 2000 | 2100 | hydro_run | hydro_run | 9.9 | 65% | 6.435 | 75% | 65.043
| Portneuf III | QB_PNF03_GEN | Innergex Inc | Ste-Anne-de-Portneuf | 48.6913 | -69.3389 | Quebec.b | Québec | Les Basques | QB_BSQ_DSS | 315 | 2000 | 2100 | hydro_run | hydro_run | 8.7 | 65% | 5.655 | 75% | 57.159
| Les Cèdres | QB_LCS00_GEN | Hydro-Quebec Production | Saint-Laurent | 45.3089 | -74.0273 | Quebec.a | Québec | Les Cèdres | QB_LCS_GSS | 120 | 1924 | 2100 | hydro_run | hydro_run | 113 | 65% | 73.45 | 75% | 742.41 | 12
| Belleterre | QB_BLT00_GEN | Algonquin Power | Winneway | 47.5739 | -78.5576 | Quebec.a | Québec | Lorrainville | QB_LRV_DSS | 120 | 2000 | 2100 | hydro_run | hydro_run | 3.3 | 65% | 2.145 | 75% | 21.681
| Rawdon | QB_RWD00_GEN | Algonquin Power | Rawdon | 46.0458 | -73.7294 | Quebec.a | Québec | Magnan | QB_MGN_DSS | 120 | 2000 | 2100 | hydro_run | hydro_run | 2.4 | 65% | 1.56 | 75% | 15.768
| Magpie | QB_MGP00_GEN | Innergex Inc | Magpie | 50.3228 | -64.4542 | Quebec.b | Québec | Magpie | QB_MGP_GSS | 161 | 2000 | 2100 | hydro_run | hydro_run | 42 | 65% | 27.3 | 75% | 275.94 | [20 empty] | https://www.innergex.com/sites/magpie/
| Masson | QB_MSN00_GEN | Brookfield Renewable Energy | Masson-Angers | 45.5432 | -75.4203 | Quebec.a | Québec | Masson-Sud | QB_MSS_DSS | 230 | 2000 | 2100 | hydro_run | hydro_run | 119.4 | 65% | 77.61 | 75% | 784.458 | [20 empty] | https://energielalievre.com/en/
| Chute Blanche | QB_CBC00_GEN | Hydro-Morin | Ste-Jeanne-d'Arc | 48.8425 | -72.0661 | Quebec.b | Québec | Mistassini | QB_MIS_DSS | 161 | 2000 | 2100 | hydro_run | hydro_run | 1.2 | 65% | 0.78 | 75% | 7.884
| Minashtuk | QB_MSK00_GEN | Minashtuk (Société en Commandite) | Mistassini | 48.9062 | -72.2053 | Quebec.b | Québec | Mistassini | QB_MIS_DSS | 161 | 2000 | 2100 | hydro_run | hydro_run | 10 | 65% | 6.5 | 75% | 65.7
| Mistassini | QB_MIS00_GEN | Société en commandite Énergie Hydroélectrique Mistassini | ND de Laurette et Girardville | 48.978 | -72.2885 | Quebec.b | Québec | Mistassini | QB_MIS_DSS | 161 | 2017 | 2100 | hydro_run | hydro_run | 18.3 | 65% | 11.895 | 75% | 120.231
| Mitis 1 | QB_MT100_GEN | Hydro-Quebec Production | Mitis | 48.6036 | -68.1376 | Quebec.b | Québec | Mont-Joli | QB_MTJ_DSS | 230 | 1929 | 2100 | hydro_run | hydro_run | 6 | 65% | 3.9 | 75% | 39.42 | 2
| Mitis 2 | QB_MT200_GEN | Hydro-Quebec Production | Mitis | 48.6219 | -68.1378 | Quebec.b | Québec | Mont-Joli | QB_MTJ_DSS | 230 | 1947 | 2100 | hydro_run | hydro_run | 4 | 65% | 2.6 | 75% | 26.28 | 1
| Mont-Laurier | QB_MLR00_GEN | Algonquin Power | Mont-Laurier | 46.5547 | -75.4999 | Quebec.a | Québec | Mont-Laurier | QB_MLR_DSS | 120 | 2000 | 2100 | hydro_run | hydro_run | 2.4 | 65% | 1.56 | 75% | 15.768
| Montmagny | QB_MNM00_GEN | Innergex Montmagny (Société en Commandite) | Montmagny | 46.9872 | -70.5492 | Quebec.a | Québec | Montmagny | QB_MNM_DSS | 230 | 2000 | 2100 | hydro_run | hydro_run | 2.1 | 65% | 1.365 | 75% | 13.797
| Rapides-des-Cèdres | QB_RDC00_GEN | Brookfield Renewable Energy | Notre-Dame-du-Laus | 46.1009 | -75.648 | Quebec.a | Québec | Notre-Dame-du-Laus | QB_NDL_DSS | 120 | 2000 | 2100 | hydro_run | hydro_run | 9 | 65% | 5.85 | 75% | 59.13 | [20 empty] | https://energielalievre.com/en/
| La Sarre 1 | QB_LSR00_GEN | Centrale Hydroélectrique La Sarre 1/Hydro-Abitibi Inc | La Sarre | 48.8473 | -79.1497 | Quebec.b | Québec | Palmarolle | QB_PML_DSS | 120 | 2000 | 2100 | hydro_run | hydro_run | 1.1 | 65% | 0.715 | 75% | 7.227
| Lebreux | QB_LBR00_GEN | Hydro Canomore Inc | Paspébiac | 48.1545 | -65.3474 | Quebec.b | Québec | Paspébiac | QB_PSP_DSS | 230 | 2000 | 2100 | hydro_run | hydro_run | 1 | 65% | 0.65 | 75% | 6.57
| Pentecôte | QB_PTC00_GEN | Pouvoir Riverin Inc (Société en Commandite) / Algonquin Power Fund (Canada) | Rivière-Pentecôte | 49.7858 | -67.157 | Quebec.b | Québec | Pentecôte | QB_PTC_DSS | 161 | 2000 | 2100 | hydro_run | hydro_run | 1.7 | 65% | 1.105 | 75% | 11.169
| Péribonka | QB_PRB00_GEN | Hydro-Quebec Production | Péribonka | 49.5077 | -71.1824 | Quebec.b | Québec | Péribonka | QB_PRB_GSS | 120 | 2008 | 2100 | hydro_run | hydro_run | 385 | 98.1% | 377.685 | 75% | 2529.45 | 3
| Chute-des-Chats | QB_CDC00_GEN | Hydro-Quebec Production | Outaouais | 45.774 | -74.6854 | Quebec.a | Québec | Quyon | QB_QUY_TSS | 230 | 1931 | 2100 | hydro_run | hydro_run | 92 | 65% | 59.8 | 75% | 604.44 | 4
| Rapide 2 | QB_RP200_GEN | Hydro-Quebec Production | Outaouais | 47.9336 | -78.5761 | Quebec.b | Québec | Rapide-2 | QB_RP2_GSS | 120 | 1964 | 2100 | hydro_run | hydro_run | 67 | 65% | 43.55 | 75% | 440.19 | 4
| Rapide-des-Cœurs | QB_RPC00_GEN | Hydro-Quebec Production | Saint-Maurice | 47.7866 | -73.3753 | Quebec.b | Québec | Rapide-des-Coeurs | QB_RPC_GSS | 230 | 2009 | 2100 | hydro_run | hydro_run | 76 | 65% | 49.4 | 75% | 499.32 | 6
| Rapides-Farmers | QB_RPF00_GEN | Hydro-Quebec Production | Gatineau | 45.4989 | -75.7632 | Quebec.a | Québec | Rapides-Farmers | QB_RPF_GSS | 120 | 1947 | 2100 | hydro_run | hydro_run | 104 | 65% | 67.6 | 75% | 683.28 | 5
| Rimouski | QB_RIM00_GEN | Boralex Inc | Rimouski | 48.4112 | -68.5532 | Quebec.b | Québec | Rimouski | QB_RIM_TSS | 120 | 1997 | 2100 | hydro_run | hydro_run | 3.7 | 65% | 2.405 | 75% | 24.309
| Courbe-du-Sault | QB_CDS00_GEN | Société D'Énergie Rivière Sheldrake Inc | Rivière au Tonnerre | 50.3135 | -64.9098 | Quebec.b | Québec | Rivière-au-Tonnerre | QB_RVT_DSS | 161 | 2000 | 2100 | hydro_run | hydro_run | 25 | 65% | 16.25 | 75% | 164.25 | [20 empty] | http://www.environnement.gouv.qc.ca/evaluations/decret/2010/1016-2010.pdf
| Rivière-du-Loup | QB_RDL00_GEN | Algonquin Power | Rivière-du-Loup | 47.8305 | -69.53 | Quebec.b | Québec | Rivière-du-Loup | QB_RDL_TSS | 315 | 2000 | 2100 | hydro_run | hydro_run | 2.65 | 65% | 1.7225 | 75% | 17.4105
| Val-Jalbert | QB_VLB00_GEN | Énergie Hydroélectrique Ouiatchouan | Chambord | 48.4334 | -72.1672 | Quebec.b | Québec | Roberval | QB_RBV_DSS | 161 | 2000 | 2100 | hydro_run | hydro_run | 17.6 | 65% | 11.44 | 75% | 115.632
| Chute-aux-Galets | QB_CAG00_GEN | Hydro Saguenay | Saguenay | 48.6511 | -71.2034 | Quebec.b | Québec | Saint-Ambroise | QB_SAM_DSS | 161 | 2000 | 2100 | hydro_run | hydro_run | 13.6 | 65% | 8.84 | 75% | 89.352
| St-Lambert | QB_SLA00_GEN | Boralex Inc | St-Lambert | 45.4959 | -73.5153 | Quebec.a | Québec | Saint-Maxime | QB_SMX_DSS | 120 | 1995 | 2100 | hydro_run | hydro_run | 5.8 | 65% | 3.77 | 75% | 38.106
| Jean Guérin | QB_JGU00_GEN | Société d'Énergie de Columbus | St-Henri | 46.6353 | -71.0477 | Quebec.a | Québec | Sainte-Claire | QB_SCL_DSS | 120 | 2000 | 2100 | hydro_run | hydro_run | 5.5 | 65% | 3.575 | 75% | 36.135
| Sainte-Margeurite 1-1A | QB_SM100_GEN | Innergex Inc (50%) / Desjardins Group Pension Plan (50%) | Clarke City | 50.1971 | -66.6362 | Quebec.b | Québec | Sainte-Marguerite-1 | QB_SM1_DFS | 120 | 2000 | 2100 | hydro_run | hydro_run | 28.9 | 65% | 18.785 | 75% | 189.873 | [20 empty] | https://www.innergex.com/sites/sm-1/
| Ste-Brigitte | QB_SBR00_GEN | Algonquin Power | Ste-Brigitte-des-Saults | 46.0312 | -72.4791 | Quebec.a | Québec | Sainte-Perpétue | QB_SPE_DSS | 120 | 2000 | 2100 | hydro_run | hydro_run | 3.5 | 65% | 2.275 | 75% | 22.995
| Abénaquis | QB_ABQ00_GEN | Ville de Sherbrooke / Hydro Sherbrooke | Sherbrooke | 45.4052 | -71.8932 | Quebec.a | Québec | Sherbrooke | QB_SHR_TSS | 120 | 2000 | 2100 | hydro_run | hydro_run | 2.1 | 65% | 1.365 | 75% | 13.797
| Adam-Cunningham | QB_ADC00_GEN | Produits forestiers Résolu - Hydro-Saguenay | Jonquière | 48.6581 | -71.1708 | Quebec.b | Québec | Simard | QB_SIM_TSS | 161 | 1953 | 2100 | hydro_run | hydro_run | 7 | 65% | 4.55 |  | 36 | 1 | [20 empty] | Serves Resolute Forest Products internal load.
| Grand-Mère | QB_GMR00_GEN | Hydro-Quebec Production | Saint-Maurice | 46.6152 | -72.6793 | Quebec.a | Québec | Thibaudeau | QB_THI_DSS | 120 | 1930 | 2100 | hydro_run | hydro_run | 67 | 65% | 43.55 | 75% | 440.19 | 4 | [19 empty] | https://fr.wikipedia.org/wiki/Centrale_de_Grand-Mère#Fin_de_vie_de_la_centrale
| Rocher-de-Grand-Mère | QB_RGM00_GEN | Hydro-Quebec Production | Saint-Maurice | 46.6139 | -72.6751 | Quebec.a | Québec | Thibaudeau | QB_THI_DSS | 120 | 2004 | 2100 | hydro_run | hydro_run | 230 | 98.1% | 225.63 | 75% | 1511.1 | 3
| Thibaudeau-Ricard | QB_THI00_GEN | Thibaudeau-Ricard Inc | Shawinigan | 46.5529 | -72.7587 | Quebec.a | Québec | Thibaudeau | QB_THI_DSS | 120 | 2000 | 2100 | hydro_run | hydro_run | 4.9 | 65% | 3.185 | 75% | 32.193
| Grande-Dame | QB_GDD00_GEN | Ville de Magog | Magog | 45.2727 | -72.1054 | Quebec.a | Québec | Ville de Magog | QB_VDM_DSS | 120 | 2000 | 2100 | hydro_run | hydro_run | 1.7 | 65% | 1.105 | 75% | 11.169
| Memphrémagog | QB_MMP00_GEN | Ville de Magog | Magog | 45.263 | -72.1435 | Quebec.a | Québec | Ville de Magog | QB_VDM_DSS | 120 | 2000 | 2100 | hydro_run | hydro_run | 1.8 | 65% | 1.17 | 75% | 11.826
| Rock Forest | QB_RFR00_GEN | Ville de Sherbrooke / Hydro Sherbrooke | Sherbrooke | 45.3418 | -71.9935 | Quebec.a | Québec | Ville de Sherbrooke Orford | QB_VSO_DSS | 120 | 2000 | 2100 | hydro_run | hydro_run | 2.9 | 65% | 1.885 | 75% | 19.053
| Frontenac | QB_FTC00_GEN | Ville de Sherbrooke / Hydro Sherbrooke | Sherbrooke | 45.4023 | -71.8984 | Quebec.a | Québec | Ville de Sherbrooke Saint-François | QB_VSF_DSS | 120 | 2000 | 2100 | hydro_run | hydro_run | 2.2 | 65% | 1.43 | 75% | 14.454
| Paton | QB_PTN00_GEN | Ville de Sherbrooke / Hydro Sherbrooke | Sherbrooke | 45.3994 | -71.8996 | Quebec.a | Québec | Ville de Sherbrooke Saint-François | QB_VSF_DSS | 120 | 2000 | 2100 | hydro_run | hydro_run | 1.6 | 65% | 1.04 | 75% | 10.512
| Weedon | QB_WDN00_GEN | Ville de Sherbrooke / Hydro Sherbrooke | Sherbrooke | 45.6617 | -71.4636 | Quebec.a | Québec | Weedon | QB_WDN_DSS | 120 | 2000 | 2100 | hydro_run | hydro_run | 4.5 | 65% | 2.925 | 75% | 29.565
| Maquatua | QB_MQT00_GEN | Corporation Sakami Eeyou | Wemindji | 53.0035 | -78.7935 | Quebec.b | Québec | Wemindji | QB_WJI_DSS | 120 | 2000 | 2100 | hydro_run | hydro_run | 1.1 | 65% | 0.715 | 75% | 7.227 | [20 empty] | http://www.ville.latuque.qc.ca/fr/affaires/manouane
| SEC Windsor | QB_WND00_GEN | Hydro-Windsor (Société en Commandite) / Innergex Inc | Windsor | 45.558 | -72.0077 | Quebec.a | Québec | Windsor | QB_WND_DSS | 120 | 2000 | 2100 | hydro_run | hydro_run | 5.7 | 65% | 3.705 | 75% | 37.449
| Belle-Rivière Wind | QB_BRW00_GEN | La Société d'Énergie Belle-Rivière Inc | St-Gédéon | 48.4417 | -71.7389 | Quebec.b | Québec | Alma | QB_ALM_DSS | 230 | 2020 | 2040 | wind_onshore | wind | 23.5 | 36% | 8.46 | 35% | 72.051
| Anse-à-Valleau | QB_ANV00_GEN | Cartier Wind Energy | Anse-à-Valleau | 49.0794 | -64.6274 | Quebec.b | Québec | Anse-à-Valleau | QB_ANV_GSS | 161 | 2007 | 2027 | wind_onshore | wind | 100.5 | 36% | 36.18 | 35% | 308.133
| Le Granit | QB_LGR00_GEN | EDF Energies Nouvelles (70%) / Energie du Granit (30%) | St-Robert-Bellarmin | 45.6994 | -70.58 | Quebec.a | Québec | Beauceville | QB_BCV_TSS | 120 | 2014 | 2034 | wind_onshore | wind | 24.6 | 36% | 8.856 | 35% | 75.4236
| Massif du Sud | QB_MDS00_GEN | EDF Energies Nouvelles | Massif du Sud | 46.5668 | -70.4849 | Quebec.a | Québec | Beauceville | QB_BCV_TSS | 120 | 2013 | 2033 | wind_onshore | wind | 150 | 36% | 54 | 35% | 459.9
| Mont Sainte-Marguerite | QB_MSM00_GEN | Pattern Energy | Saint-Séverin | 46.1961 | -71.0873 | Quebec.a | Québec | Beauceville | QB_BCV_TSS | 120 | 2018 | 2038 | wind_onshore | wind | 147.2 | 36% | 52.992 | 35% | 451.3152
| St-Robert-Bellarmin | QB_SRB00_GEN | Enbridge (50%) / EDF Energies Nouvelles (20%) / Fiera Axium & Régime & Desjardins (30%) | St-Robert-Bellarmin | 45.6746 | -70.5751 | Quebec.a | Québec | Beauceville | QB_BCV_TSS | 120 | 2012 | 2032 | wind_onshore | wind | 80 | 36% | 28.8 | 35% | 245.28
| De l'Érable | QB_DER00_GEN | Elecnor | Ste-Sophie d'Halifax | 46.1059 | -71.6839 | Quebec.a | Québec | Bois-Francs | QB_BSF_DSS | 120 | 2013 | 2033 | wind_onshore | wind | 100 | 36% | 36 | 35% | 306.6
| Carleton | QB_CLT00_GEN | Cartier Wind Energy | Carleton | 48.1686 | -66.114 | Quebec.b | Québec | Carleton | QB_CLT_GSS | 230 | 2008 | 2028 | wind_onshore | wind | 109.5 | 36% | 39.42 | 35% | 335.727
| New Richmond | QB_NRC00_GEN | TransAlta | New Richmond | 48.1999 | -65.7166 | Quebec.b | Québec | Cascapédia | QB_CSC_DSS | 230 | 2013 | 2033 | wind_onshore | wind | 67.8 | 36% | 24.408 | 35% | 207.8748
| Vents du Kempt | QB_VDK00_GEN | Le Club Éolectric (51%) | Causapscal | 48.3172 | -67.1408 | Quebec.b | Québec | Causapscal | QB_CSP_DSS | 120 | 2014 | 2034 | wind_onshore | wind | 101.1 | 36% | 36.396 | 35% | 309.9726
| Mont Rothery | QB_MRT00_GEN | EDF Energies Nouvelles / MDI Wind LP | Murdochville | 48.972 | -65.3796 | Quebec.b | Québec | Copper Mountain | QB_CMT_DSS | 161 | 2015 | 2035 | wind_onshore | wind | 74 | 36% | 26.64 | 35% | 226.884
| Gros Morne | QB_GRM00_GEN | Cartier Wind Energy | Gros-Morne | 49.181 | -65.4615 | Quebec.b | Québec | Gros-Morne | QB_GRM_GSS | 230 | 2011 | 2031 | wind_onshore | wind | 211.5 | 36% | 76.14 | 35% | 648.459
| Côte-de-Beaupré | QB_CDB00_GEN | Boralex Inc | Beaupré | 47.3006 | -70.881 | Quebec.a | Québec | Laurentides | QB_LDS_TSS | 315 | 2015 | 2035 | wind_onshore | wind | 23.5 | 36% | 8.46 | 35% | 72.051
| Rivière du Moulin | QB_RDM00_GEN | EDF Energies Nouvelles | Charlevoix | 47.9745 | -71.0996 | Quebec.b | Québec | Laurentides | QB_LDS_TSS | 345 | 2014 | 2034 | wind_onshore | wind | 350 | 36% | 126 | 35% | 1073.1
| Le Nordais 1 | QB_LN100_GEN | Transalta | Cap-Chat | 49.0673 | -66.7573 | Quebec.b | Québec | Le Nordais-1 | QB_LN1_GSS | 230 | 1999 | 2019 | wind_onshore | wind | 57 | 36% | 20.52 | 35% | 174.762
| Le Nordais 2 | QB_LN200_GEN | TransAlta | Matane | 48.7816 | -67.6097 | Quebec.b | Québec | Le Nordais-2 | QB_LN2_GSS | 230 | 1999 | 2019 | wind_onshore | wind | 43 | 36% | 15.48 | 35% | 131.838
| Le Plateau 1 | QB_LPT01_GEN | Invenergy Wind Canada | Matapédia | 48.1381 | -67.4388 | Quebec.b | Québec | Le Plateau | QB_LPT_GSS | 315 | 2012 | 2032 | wind_onshore | wind | 138.6 | 36% | 49.896 | 35% | 424.9476
| Le Plateau 2 | QB_LPT02_GEN | Invenergy Wind Canada | Matapédia | 48.1381 | -67.4388 | Quebec.b | Québec | Le Plateau | QB_LPT_GSS | 315 | 2014 | 2034 | wind_onshore | wind | 21.2 | 36% | 7.632 | 35% | 64.9992
| Baie-des-Sables | QB_BDS00_GEN | TransCanada Wind (72%) / Innergex Inc (38%) | Baie-des-Sables | 48.7066 | -67.8841 | Quebec.b | Québec | Les Boules | QB_LBS_TSS | 230 | 2006 | 2026 | wind_onshore | wind | 109.5 | 36% | 39.42 | 35% | 335.727
| Jardin d'Éole | QB_JEL00_GEN | Northland Power Inc | St-Ulric / St-Léandre | 48.7355 | -67.6658 | Quebec.b | Québec | Les Boules | QB_LBS_TSS | 230 | 2009 | 2029 | wind_onshore | wind | 133.3 | 36% | 47.988 | 35% | 408.6978
| St-Damase | QB_SDA00_GEN | Algonquin Power | St-Damase | 48.6248 | -67.8674 | Quebec.b | Québec | Les Boules | QB_LBS_TSS | 120 | 2014 | 2034 | wind_onshore | wind | 23.5 | 36% | 8.46 | 35% | 72.051
| Rivière-Nouvelle | QB_RNV00_GEN | Innergex Inc (50%) / Miôgmawei Mawiomi Business Corp (50%) | Rivière-Nouvelle | 48.2505 | -66.7255 | Quebec.b | Québec | Matapédia | QB_MTP_DSS | 230 | 2016 | 2036 | wind_onshore | wind | 149.3 | 36% | 53.748 | 35% | 457.7538
| Mont Copper | QB_MTC00_GEN | NextEra Energy | Murdochville | 48.9399 | -65.5271 | Quebec.b | Québec | Mont Copper | QB_MTC_GSS | 161 | 2006 | 2026 | wind_onshore | wind | 54 | 36% | 19.44 | 35% | 165.564
| Mont-Louis | QB_MTL00_GEN | Northland Power | Mont-Louis | 49.1818 | -65.6502 | Quebec.b | Québec | Mont-Louis | QB_MTL_GSS | 230 | 2011 | 2031 | wind_onshore | wind | 100.5 | 36% | 36.18 | 35% | 308.133
| Mont Miller | QB_MTM00_GEN | NextEra Energy | Murdochville | 48.98 | -65.4958 | Quebec.b | Québec | Mont-Miller | QB_MTM_GSS | 161 | 2006 | 2026 | wind_onshore | wind | 54 | 36% | 19.44 | 35% | 165.564
| Montagne Sèche | QB_MSH00_GEN | Innergex Inc (38%) / TransCanada (42%) | Cloridorme | 49.178 | -64.9418 | Quebec.b | Québec | Montagne-Sèche | QB_MSH_GSS | 230 | 2011 | 2031 | wind_onshore | wind | 58.5 | 36% | 21.06 | 35% | 179.361
| St-Philémon | QB_SPH00_GEN | Capstone (51%) | St-Philémon | 46.6594 | -70.3566 | Quebec.a | Québec | Montmagny | QB_MNM_DSS | 230 | 2014 | 2034 | wind_onshore | wind | 24 | 36% | 8.64 | 35% | 73.584
| St-Cyprien | QB_SCY00_GEN | Kahnawake Sustainable Energy | St-Cyprien de Napierville | 45.1861 | -73.4259 | Quebec.a | Québec | Napierville | QB_NPR_DSS | 120 | 2021 | 2041 | wind_onshore | wind | 18.8 | 36% | 6.768 | 35% | 57.6408
| Des Moulins 2 | QB_DMO02_GEN | Invenergy Wind Canada | Matapédia | 48.0433 | -67.5268 | Quebec.b | Québec | Rimouski | QB_RIM_TSS | 315 | 2014 | 2034 | wind_onshore | wind | 21.2 | 36% | 7.632 | 35% | 64.9992
| Roncevaux | QB_RCV00_GEN | Invenergy Wind Canada | L’Ascension de Patapédia | 48.1381 | -67.4388 | Quebec.b | Québec | Rimouski | QB_RIM_TSS | 315 | 2016 | 2036 | wind_onshore | wind | 74.8 | 36% | 26.928 | 35% | 229.3368
| TechnoCentre Corus | QB_TCC00_GEN | Nergica | Rivière-au-Renard | 48.9869 | -64.4527 | Quebec.b | Québec | Rivière-au-Renard | QB_RVR_DSS | 161 | 2010 | 2030 | wind_onshore | wind | 4.1 | 36% | 1.476 | 35% | 12.5706 | [20 empty] | https://www.thewindpower.net/windfarm_en_9996_site-nordique-experimental-en-eolien-corus.php
| La Mitis | QB_LMT00_GEN | EDF Energies Nouvelles (70%) / Energie Renouvelable de La Mitis (30%) | Lac Alfred | 48.3694 | -67.8251 | Quebec.b | Québec | Rivière-du-Loup | QB_RDL_TSS | 315 | 2014 | 2034 | wind_onshore | wind | 24.6 | 36% | 8.856 | 35% | 75.4236
| Lac Alfred | QB_LAL00_GEN | Enbridge (67.5%) / EDF Energies Nouvelles (20%) / Mrc of La Mitis & Matapedia (12.5%) | Lac Alfred | 48.4194 | -67.7137 | Quebec.b | Québec | Rivière-du-Loup | QB_RDL_TSS | 315 | 2013 | 2033 | wind_onshore | wind | 300 | 36% | 108 | 35% | 919.8
| Nicolas-Riou | QB_NCR00_GEN | EDF Energies Nouvelles | Rivière-du-Loup | 48.0656 | -68.9914 | Quebec.b | Québec | Rivière-du-Loup | QB_RDL_TSS | 315 | 2017 | 2037 | wind_onshore | wind | 224.4 | 36% | 80.784 | 35% | 688.0104
| Témiscouata I | QB_TMT01_GEN | Boralex Inc | St-Honoré de Témiscouata | 47.6363 | -69.1225 | Quebec.a | Québec | Rivière-du-Loup | QB_RDL_TSS | 315 | 2014 | 2034 | wind_onshore | wind | 23.5 | 36% | 8.46 | 35% | 72.051
| Témiscouata II | QB_TMT02_GEN | Boralex Inc | St-Honoré de Témiscouata | 47.6212 | -69.1296 | Quebec.a | Québec | Rivière-du-Loup | QB_RDL_TSS | 315 | 2015 | 2035 | wind_onshore | wind | 51.7 | 36% | 18.612 | 35% | 158.5122
| Viger-Denonville | QB_VDN00_GEN | Innergex Inc (50%) / RCM of Rivi√®re-du-Loup | St-Paul de la Croix | 47.9173 | -69.216 | Quebec.b | Québec | Rivière-du-Loup | QB_RDL_TSS | 315 | 2013 | 2033 | wind_onshore | wind | 24.6 | 36% | 8.856 | 35% | 75.4236
| Montérégie | QB_MRG00_GEN | Kruger Energie | St-Rémi | 45.2748 | -73.5774 | Quebec.a | Québec | Saint-Rémi | QB_SRE_DSS | 120 | 2012 | 2032 | wind_onshore | wind | 101.2 | 36% | 36.432 | 35% | 310.2792
| Frampton | QB_FMP00_GEN | Boralex Inc | Frampton | 46.4445 | -70.737 | Quebec.a | Québec | Sainte-Marie | QB_SMA_DSS | 120 | 2015 | 2035 | wind_onshore | wind | 24 | 36% | 8.64 | 35% | 73.584
| Seigneurie de Beaupré 2 | QB_SBD200_GEN | Boralex Inc / Gazmetro | Beaupré | 47.3715 | -70.8698 | Quebec.a | Québec | Seigneurie de Beaupré | QB_SDB_GSS | 315 | 2014 | 2034 | wind_onshore | wind | 131.2 | 36% | 47.232 | 35% | 402.2592
| Seigneurie de Beaupré 3 | QB_SBD300_GEN | Boralex Inc / Gazmetro | Beaupré | 47.3317 | -70.8905 | Quebec.a | Québec | Seigneurie de Beaupré | QB_SDB_GSS | 315 | 2014 | 2034 | wind_onshore | wind | 140.6 | 36% | 50.616 | 35% | 431.0796
| Seigneurie de Beaupré 4 | QB_SBD400_GEN | Boralex Inc / Gazmetro | Beaupré | 47.2665 | -70.9456 | Quebec.a | Québec | Seigneurie de Beaupré | QB_SDB_GSS | 315 | 2014 | 2034 | wind_onshore | wind | 67.9 | 36% | 24.444 | 35% | 208.1814
| Des Moulins 1 | QB_DMO01_GEN | Invenergy Wind Canada | Thetford Mines | 46.1637 | -71.3546 | Quebec.a | Québec | Thetford | QB_THT_DSS | 230 | 2014 | 2034 | wind_onshore | wind | 135.7 | 36% | 48.852 | 35% | 416.0562
| Pierre de Saurel | QB_PSR00_GEN | Pierre-De Saurel MCR | St-Robert | 45.967 | -72.9274 | Quebec.a | Québec | Yamaska | QB_YAM_DSS | 120 | 2016 | 2036 | wind_onshore | wind | 24.6 | 36% | 8.856 | 35% | 75.4236
Specific Notes:
HQD contract durations presumed to be: wind - 20 years; small hydro, biomass, biogas automatically renewed
General Notes:
See calculations sheets for sources of values
Start year indicates the year at which the facilitated was commissioned or refurbished to its current type
When a substation contains two voltage levels, the generator connects at the more appropriate voltage based on generator capacity
Unless noted otherwise, the wind generating stations are presumed to be connected to the nearest 69 kV substation
Effective capacities estimated using the ELCC values in the "System" tab
Multi-unit Hydro_run facilities treated as single-unit facilities

## Storage
QB | EXISTING STORAGE | [12 empty] | DESIGN | [7 empty] | OPERATIONS
| Project Name | Storage Code | Owner | Location | Latitude | Longitude | COPPER Balancing Area | Operating Region | Connecting Node Name | Connecting Node Code | Connecting Voltage | Start Year | End Year | Generation Type | Generation Type - COPPER | Technology | Storage Capacity | Storage Energy | Duration | Associated Generation | Cost | Minimum Capacity Plant | Maximum Capacity Plant | Forced Outage Rate | Maintenance Days | Fixed O&M Cost | Variable O&M Cost | Other References | Notes
[11 empty] | kV | [5 empty] | (MW) | (MWh) | (Hours) |  | ($M) | (MW) | (MW) | (%) | (days/y) | ($/year) | ($/MWh)
NONE
Specific Notes:

## HydroExisting
QB | EXISTING STORAGE HYDROELECTRIC | [46 empty] | Reservoir Flows
| Project Name | Generation Type | Installed Capacity | Capacity Adjustment | Effective Capacity | Capacity Factor | Annual Average Energy | # of units | Average Unit Capacity | Renewal Year | Dam Type | Penstock | Rated Head | Maximum Head | Minimum Head | Operating Flow (Facility) | Rated Discharge (Unit) | Rated Discharge | Upstream Reservoir Area | Upstream Reservoir Storage | Turbine Type | Station Flow | Upper Storage | Upper Storage Level | Lower Storage | Lower Storage Level | Upper Storage Name | Minimum Level | Maximum Level | Initial Level | Low Volume | High Volume | Live Storage | M1 | M2 | M3 | M4 | M5 | M6 | M7 | M8 | M9 | M10 | M11 | M12 | Other References | Notes | Hour of Year | Caniapiscau | Laforge | Lagrande | De Pontois | Sakami | Eastmain | Rupert | Giard-Opinaca-Gipouloux | Aux Outardes | Manicouagan | Toulnustouc
|  |  | (MW) |  | (MW) |  | (GWh/year) |  |  |  |  | (m) | (m) | (m) | (m) | (m3/s) | (m3/s) | (m^3/s) | (km2) | (hours) |  | (WSC#) |  | (WSC#) |  | (WSC#) |  | (m) | (m) | (m) | (m3) | (m3) | (m3) | (m3/s) | (m3/s) | (m3/s) | (m3/s) | (m3/s) | (m3/s) | (m3/s) | (m3/s) | (m3/s) | (m3/s) | (m3/s) | (m3/s) |  |  |  | (m3/s) | (m3/s) | (m3/s) | (m3/s) | (m3/s) | (m3/s) | (m3/s) | (m3/s) | (m3/s) | (m3/s) | (m3/s)
| Beaumont | hydro_daily | 270 | 98.1% | 264.87 | 65% | 1537.38 | 6 | 45 |  |  |  | 37.8 | [34 empty] | 1 | 218.9474 | 97.1375 | 203.8 | 190.2381 | 12.5929 | 294.1 | 751.4762 | 82.7025 | 238.3198 | 334.917 | 134.8647
| Bersimis-1 | hydro_monthly | 1178 | 98.1% | 1155.618 | 65% | 6707.532 | 8 | 147.25 |  |  |  | 266.7 | [34 empty] | 2 | 218.9474 | 97.1375 | 203.8 | 190.2381 | 12.5929 | 294.1 | 751.4762 | 82.7025 | 238.3198 | 334.917 | 134.8647
| Bersimis-2 | hydro_daily | 845 | 98.1% | 828.945 | 65% | 4811.43 | 5 | 169 |  |  |  | 115.83 | [34 empty] | 3 | 218.9474 | 97.1375 | 203.8 | 190.2381 | 12.5929 | 294.1 | 751.4762 | 82.7025 | 238.3198 | 334.917 | 134.8647
| Brisay | hydro_monthly | 469 | 98.1% | 460.089 | 65% | 2670.486 | 2 | 234.5 |  |  |  | 37.5 | [34 empty] | 4 | 218.9474 | 97.1375 | 203.8 | 190.2381 | 12.5929 | 294.1 | 751.4762 | 82.7025 | 238.3198 | 334.917 | 134.8647
| Chute-à-Caron | hydro_daily | 222 | 98.1% | 217.782 | 65% | 1264.068 | [5 empty] | 48.8 |  |  |  |  | 585 | [29 empty] | 5 | 218.9474 | 97.1375 | 203.8 | 190.2381 | 12.5929 | 294.1 | 751.4762 | 82.7025 | 238.3198 | 334.917 | 134.8647
| Chute-à-la-Savane | hydro_daily | 245 | 98.1% | 240.345 | 65% | 1395.03 | [5 empty] | 33.5 |  |  |  |  | 810 | [29 empty] | 6 | 218.9474 | 97.1375 | 203.8 | 190.2381 | 12.5929 | 294.1 | 751.4762 | 82.7025 | 238.3198 | 334.917 | 134.8647
| Chute-des-Passes | hydro_daily | 833 | 98.1% | 817.173 | 65% | 4743.102 | [5 empty] | 195.1 |  |  |  |  | 570 | [29 empty] | 7 | 218.9474 | 97.1375 | 203.8 | 190.2381 | 12.5929 | 294.1 | 751.4762 | 82.7025 | 238.3198 | 334.917 | 134.8647
| Chute-du-Diable | hydro_daily | 224 | 98.1% | 219.744 | 65% | 1275.456 | [5 empty] | 33.5 |  |  |  |  | 850 | [29 empty] | 8 | 218.9474 | 97.1375 | 203.8 | 190.2381 | 12.5929 | 294.1 | 751.4762 | 82.7025 | 238.3198 | 334.917 | 134.8647
| Eastmain-1 | hydro_monthly | 480 | 98.1% | 470.88 | 65% | 2733.12 | 3 | 160 |  |  |  | 63 | [34 empty] | 9 | 218.9474 | 97.1375 | 203.8 | 190.2381 | 12.5929 | 294.1 | 751.4762 | 82.7025 | 238.3198 | 334.917 | 134.8647
| Eastmain-1-A | hydro_monthly | 768 | 98.1% | 753.408 | 65% | 4372.992 | 3 | 256 |  |  |  | 63 | [34 empty] | 10 | 218.9474 | 97.1375 | 203.8 | 190.2381 | 12.5929 | 294.1 | 751.4762 | 82.7025 | 238.3198 | 334.917 | 134.8647
| Hart-Jaune | hydro_monthly | 51 | 65% | 33.15 | 65% | 290.394 | 3 | 17 |  |  |  | 39.6 | [34 empty] | 11 | 218.9474 | 97.1375 | 203.8 | 190.2381 | 12.5929 | 294.1 | 751.4762 | 82.7025 | 238.3198 | 334.917 | 134.8647
| Jim-Gray | hydro_daily | 63 | 98.1% | 61.803 | 65% | 410 | 2 | [39 empty] | 12 | 218.9474 | 97.1375 | 203.8 | 190.2381 | 12.5929 | 294.1 | 751.4762 | 82.7025 | 238.3198 | 334.917 | 134.8647
| L'Isle-Maligne | hydro_daily | 448 | 98.1% | 439.488 | 65% | 2550.912 | [5 empty] | 33.5 |  |  |  |  | 1525 | [29 empty] | 13 | 218.9474 | 97.1375 | 203.8 | 190.2381 | 12.5929 | 294.1 | 751.4762 | 82.7025 | 238.3198 | 334.917 | 134.8647
| La Grande-1 | hydro_daily | 1436 | 98.1% | 1408.716 | 65% | 8176.584 | 12 | 119.6667 |  |  |  | 27.5 | [34 empty] | 14 | 218.9474 | 97.1375 | 203.8 | 190.2381 | 12.5929 | 294.1 | 751.4762 | 82.7025 | 238.3198 | 334.917 | 134.8647
| La Grande-2-A | hydro_monthly | 2106 | 98.1% | 2065.986 | 65% | 11991.564 | 6 | 351 |  |  |  | 138.5 | [34 empty] | 15 | 218.9474 | 97.1375 | 203.8 | 190.2381 | 12.5929 | 294.1 | 751.4762 | 82.7025 | 238.3198 | 334.917 | 134.8647
| La Grande-3 | hydro_monthly | 2417 | 98.1% | 2371.077 | 65% | 13762.398 | 12 | 201.4167 |  |  |  | 79 | [34 empty] | 16 | 218.9474 | 97.1375 | 203.8 | 190.2381 | 12.5929 | 294.1 | 751.4762 | 82.7025 | 238.3198 | 334.917 | 134.8647
| La Grande-4 | hydro_monthly | 2779 | 98.1% | 2726.199 | 65% | 15823.626 | 9 | 308.7778 |  |  |  | 116.7 | [34 empty] | 17 | 218.9474 | 97.1375 | 203.8 | 190.2381 | 12.5929 | 294.1 | 751.4762 | 82.7025 | 238.3198 | 334.917 | 134.8647
| Laforge-1 | hydro_monthly | 878 | 98.1% | 861.318 | 65% | 4999.332 | 6 | 146.3333 |  |  |  | 57.3 | [34 empty] | 18 | 218.9474 | 97.1375 | 203.8 | 190.2381 | 12.5929 | 294.1 | 751.4762 | 82.7025 | 238.3198 | 334.917 | 134.8647
| Laforge-2 | hydro_daily | 319 | 98.1% | 312.939 | 65% | 1816.386 | 2 | 159.5 |  |  |  | 27.4 | [34 empty] | 19 | 218.9474 | 97.1375 | 203.8 | 190.2381 | 12.5929 | 294.1 | 751.4762 | 82.7025 | 238.3198 | 334.917 | 134.8647
| Manic-1 | hydro_daily | 184 | 98.1% | 180.504 | 65% | 1047.696 | 3 | 61.3333 |  |  |  | 36.58 | [34 empty] | 20 | 218.9474 | 97.1375 | 203.8 | 190.2381 | 12.5929 | 294.1 | 751.4762 | 82.7025 | 238.3198 | 334.917 | 134.8647
| Manic-2 | hydro_daily | 1229 | 98.1% | 1205.649 | 65% | 6997.926 | 8 | 153.625 |  |  |  | 70.11 | [34 empty] | 21 | 218.9474 | 97.1375 | 203.8 | 190.2381 | 12.5929 | 294.1 | 751.4762 | 82.7025 | 238.3198 | 334.917 | 134.8647
| Manic-3 | hydro_daily | 1326 | 98.1% | 1300.806 | 65% | 7550.244 | 6 | 221 |  |  |  | 94.19 | [34 empty] | 22 | 218.9474 | 97.1375 | 203.8 | 190.2381 | 12.5929 | 294.1 | 751.4762 | 82.7025 | 238.3198 | 334.917 | 134.8647
| Manic-5 | hydro_monthly | 1596 | 98.1% | 1565.676 | 65% | 9087.624 | 8 | 199.5 |  |  |  | 141.8 | [34 empty] | 23 | 218.9474 | 97.1375 | 203.8 | 190.2381 | 12.5929 | 294.1 | 751.4762 | 82.7025 | 238.3198 | 334.917 | 134.8647
| Manic-5-PA | hydro_monthly | 1064 | 98.1% | 1043.784 | 65% | 6058.416 | 4 | 266 |  |  |  | 144.5 | [34 empty] | 24 | 218.9474 | 97.1375 | 203.8 | 190.2381 | 12.5929 | 294.1 | 751.4762 | 82.7025 | 238.3198 | 334.917 | 134.8647
| McCormick | hydro_daily | 235 | 98.1% | 230.535 | 65% | 1338.09 | 7 | 33.5714 |  |  |  | 37.8 | [34 empty] | 25 | 215.3684 | 95.5938 | 201.7 | 187.5238 | 12.2764 | 288.8 | 746.0952 | 81.0675 | 239.9941 | 354.7453 | 133.7308
| Mercier | hydro_monthly | 55 | 65% | 35.75 | 65% | 313.17 | 5 | 11 |  |  |  | 18 | [34 empty] | 26 | 215.3684 | 95.5938 | 201.7 | 187.5238 | 12.2764 | 288.8 | 746.0952 | 81.0675 | 239.9941 | 354.7453 | 133.7308
| Murdock-Willson | hydro_daily | 55 | 98.1% | 53.955 | 65% | 360 | [40 empty] | 27 | 215.3684 | 95.5938 | 201.7 | 187.5238 | 12.2764 | 288.8 | 746.0952 | 81.0675 | 239.9941 | 354.7453 | 133.7308
| Outardes-2 | hydro_daily | 523 | 98.1% | 513.063 | 65% | 2977.962 | 3 | 174.3333 |  |  |  | 82.3 | [34 empty] | 28 | 215.3684 | 95.5938 | 201.7 | 187.5238 | 12.2764 | 288.8 | 746.0952 | 81.0675 | 239.9941 | 354.7453 | 133.7308
| Outardes-3 | hydro_daily | 1026 | 98.1% | 1006.506 | 65% | 5842.044 | 4 | 256.5 |  |  |  | 143.57 | [34 empty] | 29 | 215.3684 | 95.5938 | 201.7 | 187.5238 | 12.2764 | 288.8 | 746.0952 | 81.0675 | 239.9941 | 354.7453 | 133.7308
| Outardes-4 | hydro_monthly | 785 | 98.1% | 770.085 | 65% | 4469.79 | 4 | 196.25 |  |  |  | 120.55 | [34 empty] | 30 | 215.3684 | 95.5938 | 201.7 | 187.5238 | 12.2764 | 288.8 | 746.0952 | 81.0675 | 239.9941 | 354.7453 | 133.7308
| Paugan | hydro_daily | 226 | 65% | 146.9 | 65% | 1286.844 | 8 | 28.25 |  |  |  | 40.54 | [34 empty] | 31 | 215.3684 | 95.5938 | 201.7 | 187.5238 | 12.2764 | 288.8 | 746.0952 | 81.0675 | 239.9941 | 354.7453 | 133.7308
| Première-Chute | hydro_daily | 131 | 98.1% | 128.511 | 65% | 745.914 | 4 | 32.75 |  |  |  | 22.26 | [34 empty] | 32 | 215.3684 | 95.5938 | 201.7 | 187.5238 | 12.2764 | 288.8 | 746.0952 | 81.0675 | 239.9941 | 354.7453 | 133.7308
| Rapide-7 | hydro_monthly | 67 | 65% | 43.55 | 65% | 381.498 | 4 | 16.75 |  |  |  | 20.73 | [34 empty] | 33 | 215.3684 | 95.5938 | 201.7 | 187.5238 | 12.2764 | 288.8 | 746.0952 | 81.0675 | 239.9941 | 354.7453 | 133.7308
| Rapide-Blanc | hydro_monthly | 204 | 98.1% | 200.124 | 65% | 1161.576 | 6 | 34 | 2020 |  |  | 32.92 | [34 empty] | 34 | 215.3684 | 95.5938 | 201.7 | 187.5238 | 12.2764 | 288.8 | 746.0952 | 81.0675 | 239.9941 | 354.7453 | 133.7308
| Rapides-des-Îles | hydro_daily | 176 | 98.1% | 172.656 | 65% | 1002.144 | 4 | 44 |  |  |  | 26.22 | [34 empty] | 35 | 215.3684 | 95.5938 | 201.7 | 187.5238 | 12.2764 | 288.8 | 746.0952 | 81.0675 | 239.9941 | 354.7453 | 133.7308
| Rapides-des-Quinze | hydro_daily | 109 | 65% | 70.85 | 65% | 620.646 | 6 | 18.1667 |  |  |  | 25.9 | [34 empty] | 36 | 215.3684 | 95.5938 | 201.7 | 187.5238 | 12.2764 | 288.8 | 746.0952 | 81.0675 | 239.9941 | 354.7453 | 133.7308
| Robert-Bourassa | hydro_monthly | 5616 | 98.1% | 5509.296 | 65% | 31977.504 | 16 | 351 | 2022 |  |  | 137.16 | [34 empty] | 37 | 215.3684 | 95.5938 | 201.7 | 187.5238 | 12.2764 | 288.8 | 746.0952 | 81.0675 | 239.9941 | 354.7453 | 133.7308
| Romaine-1 | hydro_daily | 270 | 98.1% | 264.87 | 65% | 1537.38 | 2 | 135 |  |  |  | 61.5 | [34 empty] | 38 | 215.3684 | 95.5938 | 201.7 | 187.5238 | 12.2764 | 288.8 | 746.0952 | 81.0675 | 239.9941 | 354.7453 | 133.7308
| Romaine-2 | hydro_monthly | 640 | 98.1% | 627.84 | 65% | 3644.16 | 2 | 320 |  |  |  | 156 | [34 empty] | 39 | 215.3684 | 95.5938 | 201.7 | 187.5238 | 12.2764 | 288.8 | 746.0952 | 81.0675 | 239.9941 | 354.7453 | 133.7308
| Romaine-3 | hydro_monthly | 395 | 98.1% | 387.495 | 65% | 2249.13 | 2 | 197.5 |  |  |  | 119 | [34 empty] | 40 | 215.3684 | 95.5938 | 201.7 | 187.5238 | 12.2764 | 288.8 | 746.0952 | 81.0675 | 239.9941 | 354.7453 | 133.7308
| Romaine-4 | hydro_monthly | 245 | 98.1% | 240.345 | 65% | 1395.03 | 2 | 122.5 |  |  |  | 119 | [34 empty] | 41 | 215.3684 | 95.5938 | 201.7 | 187.5238 | 12.2764 | 288.8 | 746.0952 | 81.0675 | 239.9941 | 354.7453 | 133.7308
| Sainte-Marguerite-2 | hydro_daily | 24 | 98.1% | 23.544 | 65% | 136.656 | [40 empty] | 42 | 215.3684 | 95.5938 | 201.7 | 187.5238 | 12.2764 | 288.8 | 746.0952 | 81.0675 | 239.9941 | 354.7453 | 133.7308
| Sainte-Marguerite-3 | hydro_monthly | 882 | 98.1% | 865.242 | 65% | 5022.108 | 2 | 441 |  |  |  | 330 | [34 empty] | 43 | 215.3684 | 95.5938 | 201.7 | 187.5238 | 12.2764 | 288.8 | 746.0952 | 81.0675 | 239.9941 | 354.7453 | 133.7308
| Sarcelle | hydro_daily | 150 | 98.1% | 147.15 | 65% | 854.1 | 3 | 50 |  |  |  | 8.7 to 16.1 | 16.1 | 8.7 | [32 empty] | 44 | 215.3684 | 95.5938 | 201.7 | 187.5238 | 12.2764 | 288.8 | 746.0952 | 81.0675 | 239.9941 | 354.7453 | 133.7308
| Shawinigan-2 | hydro_daily | 200 | 65% | 130 | 65% | 1138.8 | 8 | 25 |  |  |  | 44.2 | [34 empty] | 45 | 215.3684 | 95.5938 | 201.7 | 187.5238 | 12.2764 | 288.8 | 746.0952 | 81.0675 | 239.9941 | 354.7453 | 133.7308
| Shawinigan-3 | hydro_daily | 194 | 98.1% | 190.314 | 65% | 1104.636 | 3 | 64.6667 |  |  |  | 44.2 | [34 empty] | 46 | 215.3684 | 95.5938 | 201.7 | 187.5238 | 12.2764 | 288.8 | 746.0952 | 81.0675 | 239.9941 | 354.7453 | 133.7308
| Shipshaw | hydro_daily | 947 | 98.1% | 929.007 | 65% | 5392.218 | [5 empty] | 64 |  |  |  |  | 1645 | [29 empty] | 47 | 215.3684 | 95.5938 | 201.7 | 187.5238 | 12.2764 | 288.8 | 746.0952 | 81.0675 | 239.9941 | 354.7453 | 133.7308
| Toulnustouc | hydro_monthly | 526 | 98.1% | 516.006 | 65% | 2995.044 | 2 | 263 |  |  |  | 152 | [34 empty] | 48 | 215.3684 | 95.5938 | 201.7 | 187.5238 | 12.2764 | 288.8 | 746.0952 | 81.0675 | 239.9941 | 354.7453 | 133.7308
| Trenche | hydro_daily | 302 | 98.1% | 296.262 | 65% | 1719.588 | 6 | 50.3333 |  |  |  | 48.47 | [34 empty] | 49 | 212.3684 | 94.2875 | 199.45 | 184.4286 | 11.9471 | 283.75 | 741.3333 | 79.3988 | 234.8634 | 331.1975 | 132.3913
[48 empty] | 155 | 200.9474 | 88.8688 | 191.6 | 174.1429 | 10.7793 | 266.5 | 716.3333 | 73.7025 | 233.3735 | 315.4131 | 143.5395
[48 empty] | 156 | 200.9474 | 88.8688 | 191.6 | 174.1429 | 10.7793 | 266.5 | 716.3333 | 73.7025 | 233.3735 | 315.4131 | 143.5395
General Notes:
Hydroelectric generation type has been estimated based on available information concerning operations, reservoir size and operations, facility location and design flows.
The WSC# refers to the Water Survey of Canada Hydrometric station
[48 empty] | 162 | 200.9474 | 88.8688 | 191.6 | 174.1429 | 10.7793 | 266.5 | 716.3333 | 73.7025 | 233.3735 | 315.4131 | 143.5395
[48 empty] | 163 | 200.9474 | 88.8688 | 191.6 | 174.1429 | 10.7793 | 266.5 | 716.3333 | 73.7025 | 233.3735 | 315.4131 | 143.5395
[48 empty] | 164 | 200.9474 | 88.8688 | 191.6 | 174.1429 | 10.7793 | 266.5 | 716.3333 | 73.7025 | 233.3735 | 315.4131 | 143.5395
[48 empty] | 165 | 200.9474 | 88.8688 | 191.6 | 174.1429 | 10.7793 | 266.5 | 716.3333 | 73.7025 | 233.3735 | 315.4131 | 143.5395
[48 empty] | 166 | 200.9474 | 88.8688 | 191.6 | 174.1429 | 10.7793 | 266.5 | 716.3333 | 73.7025 | 233.3735 | 315.4131 | 143.5395
[48 empty] | 167 | 200.9474 | 88.8688 | 191.6 | 174.1429 | 10.7793 | 266.5 | 716.3333 | 73.7025 | 233.3735 | 315.4131 | 143.5395
[48 empty] | 168 | 200.9474 | 88.8688 | 191.6 | 174.1429 | 10.7793 | 266.5 | 716.3333 | 73.7025 | 233.3735 | 315.4131 | 143.5395
[48 empty] | 169 | 197.8421 | 87.7062 | 189.85 | 171.619 | 10.5064 | 262.05 | 709.6667 | 72.355 | 231.5038 | 314.5756 | 144.2727
[48 empty] | 170 | 197.8421 | 87.7062 | 189.85 | 171.619 | 10.5064 | 262.05 | 709.6667 | 72.355 | 231.5038 | 314.5756 | 144.2727
[48 empty] | 171 | 197.8421 | 87.7062 | 189.85 | 171.619 | 10.5064 | 262.05 | 709.6667 | 72.355 | 231.5038 | 314.5756 | 144.2727
[48 empty] | 172 | 197.8421 | 87.7062 | 189.85 | 171.619 | 10.5064 | 262.05 | 709.6667 | 72.355 | 231.5038 | 314.5756 | 144.2727
[48 empty] | 173 | 197.8421 | 87.7062 | 189.85 | 171.619 | 10.5064 | 262.05 | 709.6667 | 72.355 | 231.5038 | 314.5756 | 144.2727
[48 empty] | 174 | 197.8421 | 87.7062 | 189.85 | 171.619 | 10.5064 | 262.05 | 709.6667 | 72.355 | 231.5038 | 314.5756 | 144.2727
[48 empty] | 175 | 197.8421 | 87.7062 | 189.85 | 171.619 | 10.5064 | 262.05 | 709.6667 | 72.355 | 231.5038 | 314.5756 | 144.2727
[48 empty] | 176 | 197.8421 | 87.7062 | 189.85 | 171.619 | 10.5064 | 262.05 | 709.6667 | 72.355 | 231.5038 | 314.5756 | 144.2727
[48 empty] | 177 | 197.8421 | 87.7062 | 189.85 | 171.619 | 10.5064 | 262.05 | 709.6667 | 72.355 | 231.5038 | 314.5756 | 144.2727
[48 empty] | 178 | 197.8421 | 87.7062 | 189.85 | 171.619 | 10.5064 | 262.05 | 709.6667 | 72.355 | 231.5038 | 314.5756 | 144.2727
[48 empty] | 179 | 197.8421 | 87.7062 | 189.85 | 171.619 | 10.5064 | 262.05 | 709.6667 | 72.355 | 231.5038 | 314.5756 | 144.2727
[48 empty] | 180 | 197.8421 | 87.7062 | 189.85 | 171.619 | 10.5064 | 262.05 | 709.6667 | 72.355 | 231.5038 | 314.5756 | 144.2727
[48 empty] | 181 | 197.8421 | 87.7062 | 189.85 | 171.619 | 10.5064 | 262.05 | 709.6667 | 72.355 | 231.5038 | 314.5756 | 144.2727
[48 empty] | 182 | 197.8421 | 87.7062 | 189.85 | 171.619 | 10.5064 | 262.05 | 709.6667 | 72.355 | 231.5038 | 314.5756 | 144.2727
[48 empty] | 183 | 197.8421 | 87.7062 | 189.85 | 171.619 | 10.5064 | 262.05 | 709.6667 | 72.355 | 231.5038 | 314.5756 | 144.2727
[48 empty] | 184 | 197.8421 | 87.7062 | 189.85 | 171.619 | 10.5064 | 262.05 | 709.6667 | 72.355 | 231.5038 | 314.5756 | 144.2727
[48 empty] | 185 | 197.8421 | 87.7062 | 189.85 | 171.619 | 10.5064 | 262.05 | 709.6667 | 72.355 | 231.5038 | 314.5756 | 144.2727
[48 empty] | 186 | 197.8421 | 87.7062 | 189.85 | 171.619 | 10.5064 | 262.05 | 709.6667 | 72.355 | 231.5038 | 314.5756 | 144.2727
[48 empty] | 187 | 197.8421 | 87.7062 | 189.85 | 171.619 | 10.5064 | 262.05 | 709.6667 | 72.355 | 231.5038 | 314.5756 | 144.2727
[48 empty] | 188 | 197.8421 | 87.7062 | 189.85 | 171.619 | 10.5064 | 262.05 | 709.6667 | 72.355 | 231.5038 | 314.5756 | 144.2727
[48 empty] | 189 | 197.8421 | 87.7062 | 189.85 | 171.619 | 10.5064 | 262.05 | 709.6667 | 72.355 | 231.5038 | 314.5756 | 144.2727
[48 empty] | 190 | 197.8421 | 87.7062 | 189.85 | 171.619 | 10.5064 | 262.05 | 709.6667 | 72.355 | 231.5038 | 314.5756 | 144.2727
[48 empty] | 191 | 197.8421 | 87.7062 | 189.85 | 171.619 | 10.5064 | 262.05 | 709.6667 | 72.355 | 231.5038 | 314.5756 | 144.2727
[48 empty] | 192 | 197.8421 | 87.7062 | 189.85 | 171.619 | 10.5064 | 262.05 | 709.6667 | 72.355 | 231.5038 | 314.5756 | 144.2727
[48 empty] | 193 | 195.4211 | 86.5563 | 187.95 | 168.9524 | 10.2614 | 257.55 | 702.4286 | 71.1319 | 231.8698 | 296.2452 | 142.1624
[48 empty] | 194 | 195.4211 | 86.5563 | 187.95 | 168.9524 | 10.2614 | 257.55 | 702.4286 | 71.1319 | 231.8698 | 296.2452 | 142.1624
[48 empty] | 195 | 195.4211 | 86.5563 | 187.95 | 168.9524 | 10.2614 | 257.55 | 702.4286 | 71.1319 | 231.8698 | 296.2452 | 142.1624
[48 empty] | 196 | 195.4211 | 86.5563 | 187.95 | 168.9524 | 10.2614 | 257.55 | 702.4286 | 71.1319 | 231.8698 | 296.2452 | 142.1624
[48 empty] | 197 | 195.4211 | 86.5563 | 187.95 | 168.9524 | 10.2614 | 257.55 | 702.4286 | 71.1319 | 231.8698 | 296.2452 | 142.1624
[48 empty] | 198 | 195.4211 | 86.5563 | 187.95 | 168.9524 | 10.2614 | 257.55 | 702.4286 | 71.1319 | 231.8698 | 296.2452 | 142.1624
[48 empty] | 199 | 195.4211 | 86.5563 | 187.95 | 168.9524 | 10.2614 | 257.55 | 702.4286 | 71.1319 | 231.8698 | 296.2452 | 142.1624
[48 empty] | 200 | 195.4211 | 86.5563 | 187.95 | 168.9524 | 10.2614 | 257.55 | 702.4286 | 71.1319 | 231.8698 | 296.2452 | 142.1624
[48 empty] | 201 | 195.4211 | 86.5563 | 187.95 | 168.9524 | 10.2614 | 257.55 | 702.4286 | 71.1319 | 231.8698 | 296.2452 | 142.1624
[48 empty] | 202 | 195.4211 | 86.5563 | 187.95 | 168.9524 | 10.2614 | 257.55 | 702.4286 | 71.1319 | 231.8698 | 296.2452 | 142.1624
[48 empty] | 203 | 195.4211 | 86.5563 | 187.95 | 168.9524 | 10.2614 | 257.55 | 702.4286 | 71.1319 | 231.8698 | 296.2452 | 142.1624
[48 empty] | 204 | 195.4211 | 86.5563 | 187.95 | 168.9524 | 10.2614 | 257.55 | 702.4286 | 71.1319 | 231.8698 | 296.2452 | 142.1624
[48 empty] | 205 | 195.4211 | 86.5563 | 187.95 | 168.9524 | 10.2614 | 257.55 | 702.4286 | 71.1319 | 231.8698 | 296.2452 | 142.1624
[48 empty] | 206 | 195.4211 | 86.5563 | 187.95 | 168.9524 | 10.2614 | 257.55 | 702.4286 | 71.1319 | 231.8698 | 296.2452 | 142.1624
[48 empty] | 207 | 195.4211 | 86.5563 | 187.95 | 168.9524 | 10.2614 | 257.55 | 702.4286 | 71.1319 | 231.8698 | 296.2452 | 142.1624
[48 empty] | 208 | 195.4211 | 86.5563 | 187.95 | 168.9524 | 10.2614 | 257.55 | 702.4286 | 71.1319 | 231.8698 | 296.2452 | 142.1624
[48 empty] | 209 | 195.4211 | 86.5563 | 187.95 | 168.9524 | 10.2614 | 257.55 | 702.4286 | 71.1319 | 231.8698 | 296.2452 | 142.1624
[48 empty] | 210 | 195.4211 | 86.5563 | 187.95 | 168.9524 | 10.2614 | 257.55 | 702.4286 | 71.1319 | 231.8698 | 296.2452 | 142.1624
[48 empty] | 211 | 195.4211 | 86.5563 | 187.95 | 168.9524 | 10.2614 | 257.55 | 702.4286 | 71.1319 | 231.8698 | 296.2452 | 142.1624
[48 empty] | 212 | 195.4211 | 86.5563 | 187.95 | 168.9524 | 10.2614 | 257.55 | 702.4286 | 71.1319 | 231.8698 | 296.2452 | 142.1624
[48 empty] | 213 | 195.4211 | 86.5563 | 187.95 | 168.9524 | 10.2614 | 257.55 | 702.4286 | 71.1319 | 231.8698 | 296.2452 | 142.1624
[48 empty] | 214 | 195.4211 | 86.5563 | 187.95 | 168.9524 | 10.2614 | 257.55 | 702.4286 | 71.1319 | 231.8698 | 296.2452 | 142.1624
[48 empty] | 215 | 195.4211 | 86.5563 | 187.95 | 168.9524 | 10.2614 | 257.55 | 702.4286 | 71.1319 | 231.8698 | 296.2452 | 142.1624
[48 empty] | 216 | 195.4211 | 86.5563 | 187.95 | 168.9524 | 10.2614 | 257.55 | 702.4286 | 71.1319 | 231.8698 | 296.2452 | 142.1624
[48 empty] | 217 | 192.8947 | 85.1813 | 185.9 | 166.4286 | 9.9914 | 253.65 | 697.3333 | 69.8175 | 230.5473 | 276.8871 | 139.2341
[48 empty] | 218 | 192.8947 | 85.1813 | 185.9 | 166.4286 | 9.9914 | 253.65 | 697.3333 | 69.8175 | 230.5473 | 276.8871 | 139.2341
[48 empty] | 219 | 192.8947 | 85.1813 | 185.9 | 166.4286 | 9.9914 | 253.65 | 697.3333 | 69.8175 | 230.5473 | 276.8871 | 139.2341
[48 empty] | 220 | 192.8947 | 85.1813 | 185.9 | 166.4286 | 9.9914 | 253.65 | 697.3333 | 69.8175 | 230.5473 | 276.8871 | 139.2341
[48 empty] | 221 | 192.8947 | 85.1813 | 185.9 | 166.4286 | 9.9914 | 253.65 | 697.3333 | 69.8175 | 230.5473 | 276.8871 | 139.2341
[48 empty] | 222 | 192.8947 | 85.1813 | 185.9 | 166.4286 | 9.9914 | 253.65 | 697.3333 | 69.8175 | 230.5473 | 276.8871 | 139.2341
[48 empty] | 223 | 192.8947 | 85.1813 | 185.9 | 166.4286 | 9.9914 | 253.65 | 697.3333 | 69.8175 | 230.5473 | 276.8871 | 139.2341
[48 empty] | 224 | 192.8947 | 85.1813 | 185.9 | 166.4286 | 9.9914 | 253.65 | 697.3333 | 69.8175 | 230.5473 | 276.8871 | 139.2341
[48 empty] | 225 | 192.8947 | 85.1813 | 185.9 | 166.4286 | 9.9914 | 253.65 | 697.3333 | 69.8175 | 230.5473 | 276.8871 | 139.2341
[48 empty] | 226 | 192.8947 | 85.1813 | 185.9 | 166.4286 | 9.9914 | 253.65 | 697.3333 | 69.8175 | 230.5473 | 276.8871 | 139.2341
[48 empty] | 227 | 192.8947 | 85.1813 | 185.9 | 166.4286 | 9.9914 | 253.65 | 697.3333 | 69.8175 | 230.5473 | 276.8871 | 139.2341
[48 empty] | 228 | 192.8947 | 85.1813 | 185.9 | 166.4286 | 9.9914 | 253.65 | 697.3333 | 69.8175 | 230.5473 | 276.8871 | 139.2341
[48 empty] | 229 | 192.8947 | 85.1813 | 185.9 | 166.4286 | 9.9914 | 253.65 | 697.3333 | 69.8175 | 230.5473 | 276.8871 | 139.2341
[48 empty] | 230 | 192.8947 | 85.1813 | 185.9 | 166.4286 | 9.9914 | 253.65 | 697.3333 | 69.8175 | 230.5473 | 276.8871 | 139.2341
[48 empty] | 231 | 192.8947 | 85.1813 | 185.9 | 166.4286 | 9.9914 | 253.65 | 697.3333 | 69.8175 | 230.5473 | 276.8871 | 139.2341
[48 empty] | 232 | 192.8947 | 85.1813 | 185.9 | 166.4286 | 9.9914 | 253.65 | 697.3333 | 69.8175 | 230.5473 | 276.8871 | 139.2341
[48 empty] | 244 | 190.2105 | 84.0687 | 183.95 | 164.2857 | 9.765 | 250 | 691.9524 | 68.6488 | 227.7553 | 267.1152 | 138.058
[48 empty] | 245 | 190.2105 | 84.0687 | 183.95 | 164.2857 | 9.765 | 250 | 691.9524 | 68.6488 | 227.7553 | 267.1152 | 138.058
[48 empty] | 246 | 190.2105 | 84.0687 | 183.95 | 164.2857 | 9.765 | 250 | 691.9524 | 68.6488 | 227.7553 | 267.1152 | 138.058
[48 empty] | 247 | 190.2105 | 84.0687 | 183.95 | 164.2857 | 9.765 | 250 | 691.9524 | 68.6488 | 227.7553 | 267.1152 | 138.058
[48 empty] | 248 | 190.2105 | 84.0687 | 183.95 | 164.2857 | 9.765 | 250 | 691.9524 | 68.6488 | 227.7553 | 267.1152 | 138.058
[48 empty] | 249 | 190.2105 | 84.0687 | 183.95 | 164.2857 | 9.765 | 250 | 691.9524 | 68.6488 | 227.7553 | 267.1152 | 138.058
[48 empty] | 250 | 190.2105 | 84.0687 | 183.95 | 164.2857 | 9.765 | 250 | 691.9524 | 68.6488 | 227.7553 | 267.1152 | 138.058
[48 empty] | 251 | 190.2105 | 84.0687 | 183.95 | 164.2857 | 9.765 | 250 | 691.9524 | 68.6488 | 227.7553 | 267.1152 | 138.058
[48 empty] | 252 | 190.2105 | 84.0687 | 183.95 | 164.2857 | 9.765 | 250 | 691.9524 | 68.6488 | 227.7553 | 267.1152 | 138.058
[48 empty] | 253 | 190.2105 | 84.0687 | 183.95 | 164.2857 | 9.765 | 250 | 691.9524 | 68.6488 | 227.7553 | 267.1152 | 138.058
[48 empty] | 254 | 190.2105 | 84.0687 | 183.95 | 164.2857 | 9.765 | 250 | 691.9524 | 68.6488 | 227.7553 | 267.1152 | 138.058
[48 empty] | 255 | 190.2105 | 84.0687 | 183.95 | 164.2857 | 9.765 | 250 | 691.9524 | 68.6488 | 227.7553 | 267.1152 | 138.058
[48 empty] | 256 | 190.2105 | 84.0687 | 183.95 | 164.2857 | 9.765 | 250 | 691.9524 | 68.6488 | 227.7553 | 267.1152 | 138.058
[48 empty] | 257 | 190.2105 | 84.0687 | 183.95 | 164.2857 | 9.765 | 250 | 691.9524 | 68.6488 | 227.7553 | 267.1152 | 138.058
[48 empty] | 258 | 190.2105 | 84.0687 | 183.95 | 164.2857 | 9.765 | 250 | 691.9524 | 68.6488 | 227.7553 | 267.1152 | 138.058
[48 empty] | 259 | 190.2105 | 84.0687 | 183.95 | 164.2857 | 9.765 | 250 | 691.9524 | 68.6488 | 227.7553 | 267.1152 | 138.058
[48 empty] | 260 | 190.2105 | 84.0687 | 183.95 | 164.2857 | 9.765 | 250 | 691.9524 | 68.6488 | 227.7553 | 267.1152 | 138.058
[48 empty] | 261 | 190.2105 | 84.0687 | 183.95 | 164.2857 | 9.765 | 250 | 691.9524 | 68.6488 | 227.7553 | 267.1152 | 138.058
[48 empty] | 262 | 190.2105 | 84.0687 | 183.95 | 164.2857 | 9.765 | 250 | 691.9524 | 68.6488 | 227.7553 | 267.1152 | 138.058
[48 empty] | 263 | 190.2105 | 84.0687 | 183.95 | 164.2857 | 9.765 | 250 | 691.9524 | 68.6488 | 227.7553 | 267.1152 | 138.058
[48 empty] | 264 | 190.2105 | 84.0687 | 183.95 | 164.2857 | 9.765 | 250 | 691.9524 | 68.6488 | 227.7553 | 267.1152 | 138.058
[48 empty] | 265 | 187.5263 | 82.9 | 182.1 | 161.9048 | 9.5679 | 246.55 | 688.1429 | 67.4306 | 228.0438 | 244.9477 | 137.8632
[48 empty] | 266 | 187.5263 | 82.9 | 182.1 | 161.9048 | 9.5679 | 246.55 | 688.1429 | 67.4306 | 228.0438 | 244.9477 | 137.8632
[48 empty] | 267 | 187.5263 | 82.9 | 182.1 | 161.9048 | 9.5679 | 246.55 | 688.1429 | 67.4306 | 228.0438 | 244.9477 | 137.8632
[48 empty] | 268 | 187.5263 | 82.9 | 182.1 | 161.9048 | 9.5679 | 246.55 | 688.1429 | 67.4306 | 228.0438 | 244.9477 | 137.8632
[48 empty] | 269 | 187.5263 | 82.9 | 182.1 | 161.9048 | 9.5679 | 246.55 | 688.1429 | 67.4306 | 228.0438 | 244.9477 | 137.8632
[48 empty] | 270 | 187.5263 | 82.9 | 182.1 | 161.9048 | 9.5679 | 246.55 | 688.1429 | 67.4306 | 228.0438 | 244.9477 | 137.8632
[48 empty] | 271 | 187.5263 | 82.9 | 182.1 | 161.9048 | 9.5679 | 246.55 | 688.1429 | 67.4306 | 228.0438 | 244.9477 | 137.8632
[48 empty] | 272 | 187.5263 | 82.9 | 182.1 | 161.9048 | 9.5679 | 246.55 | 688.1429 | 67.4306 | 228.0438 | 244.9477 | 137.8632
[48 empty] | 273 | 187.5263 | 82.9 | 182.1 | 161.9048 | 9.5679 | 246.55 | 688.1429 | 67.4306 | 228.0438 | 244.9477 | 137.8632
[48 empty] | 274 | 187.5263 | 82.9 | 182.1 | 161.9048 | 9.5679 | 246.55 | 688.1429 | 67.4306 | 228.0438 | 244.9477 | 137.8632
[48 empty] | 275 | 187.5263 | 82.9 | 182.1 | 161.9048 | 9.5679 | 246.55 | 688.1429 | 67.4306 | 228.0438 | 244.9477 | 137.8632
[48 empty] | 276 | 187.5263 | 82.9 | 182.1 | 161.9048 | 9.5679 | 246.55 | 688.1429 | 67.4306 | 228.0438 | 244.9477 | 137.8632
[48 empty] | 277 | 187.5263 | 82.9 | 182.1 | 161.9048 | 9.5679 | 246.55 | 688.1429 | 67.4306 | 228.0438 | 244.9477 | 137.8632
[48 empty] | 278 | 187.5263 | 82.9 | 182.1 | 161.9048 | 9.5679 | 246.55 | 688.1429 | 67.4306 | 228.0438 | 244.9477 | 137.8632
[48 empty] | 279 | 187.5263 | 82.9 | 182.1 | 161.9048 | 9.5679 | 246.55 | 688.1429 | 67.4306 | 228.0438 | 244.9477 | 137.8632
[48 empty] | 280 | 187.5263 | 82.9 | 182.1 | 161.9048 | 9.5679 | 246.55 | 688.1429 | 67.4306 | 228.0438 | 244.9477 | 137.8632
[48 empty] | 281 | 187.5263 | 82.9 | 182.1 | 161.9048 | 9.5679 | 246.55 | 688.1429 | 67.4306 | 228.0438 | 244.9477 | 137.8632
[48 empty] | 282 | 187.5263 | 82.9 | 182.1 | 161.9048 | 9.5679 | 246.55 | 688.1429 | 67.4306 | 228.0438 | 244.9477 | 137.8632
[48 empty] | 283 | 187.5263 | 82.9 | 182.1 | 161.9048 | 9.5679 | 246.55 | 688.1429 | 67.4306 | 228.0438 | 244.9477 | 137.8632
[48 empty] | 284 | 187.5263 | 82.9 | 182.1 | 161.9048 | 9.5679 | 246.55 | 688.1429 | 67.4306 | 228.0438 | 244.9477 | 137.8632
[48 empty] | 285 | 187.5263 | 82.9 | 182.1 | 161.9048 | 9.5679 | 246.55 | 688.1429 | 67.4306 | 228.0438 | 244.9477 | 137.8632
[48 empty] | 286 | 187.5263 | 82.9 | 182.1 | 161.9048 | 9.5679 | 246.55 | 688.1429 | 67.4306 | 228.0438 | 244.9477 | 137.8632
[48 empty] | 287 | 187.5263 | 82.9 | 182.1 | 161.9048 | 9.5679 | 246.55 | 688.1429 | 67.4306 | 228.0438 | 244.9477 | 137.8632
[48 empty] | 288 | 187.5263 | 82.9 | 182.1 | 161.9048 | 9.5679 | 246.55 | 688.1429 | 67.4306 | 228.0438 | 244.9477 | 137.8632
[48 empty] | 289 | 185.4737 | 81.6875 | 180.55 | 160.0952 | 9.3343 | 243.05 | 684.7619 | 66.3425 | 224.9728 | 239.8095 | 137.023
[48 empty] | 290 | 185.4737 | 81.6875 | 180.55 | 160.0952 | 9.3343 | 243.05 | 684.7619 | 66.3425 | 224.9728 | 239.8095 | 137.023
[48 empty] | 291 | 185.4737 | 81.6875 | 180.55 | 160.0952 | 9.3343 | 243.05 | 684.7619 | 66.3425 | 224.9728 | 239.8095 | 137.023
[48 empty] | 292 | 185.4737 | 81.6875 | 180.55 | 160.0952 | 9.3343 | 243.05 | 684.7619 | 66.3425 | 224.9728 | 239.8095 | 137.023
[48 empty] | 293 | 185.4737 | 81.6875 | 180.55 | 160.0952 | 9.3343 | 243.05 | 684.7619 | 66.3425 | 224.9728 | 239.8095 | 137.023
[48 empty] | 294 | 185.4737 | 81.6875 | 180.55 | 160.0952 | 9.3343 | 243.05 | 684.7619 | 66.3425 | 224.9728 | 239.8095 | 137.023
[48 empty] | 295 | 185.4737 | 81.6875 | 180.55 | 160.0952 | 9.3343 | 243.05 | 684.7619 | 66.3425 | 224.9728 | 239.8095 | 137.023
[48 empty] | 296 | 185.4737 | 81.6875 | 180.55 | 160.0952 | 9.3343 | 243.05 | 684.7619 | 66.3425 | 224.9728 | 239.8095 | 137.023
[48 empty] | 297 | 185.4737 | 81.6875 | 180.55 | 160.0952 | 9.3343 | 243.05 | 684.7619 | 66.3425 | 224.9728 | 239.8095 | 137.023
[48 empty] | 298 | 185.4737 | 81.6875 | 180.55 | 160.0952 | 9.3343 | 243.05 | 684.7619 | 66.3425 | 224.9728 | 239.8095 | 137.023
[48 empty] | 299 | 185.4737 | 81.6875 | 180.55 | 160.0952 | 9.3343 | 243.05 | 684.7619 | 66.3425 | 224.9728 | 239.8095 | 137.023
[48 empty] | 300 | 185.4737 | 81.6875 | 180.55 | 160.0952 | 9.3343 | 243.05 | 684.7619 | 66.3425 | 224.9728 | 239.8095 | 137.023
[48 empty] | 301 | 185.4737 | 81.6875 | 180.55 | 160.0952 | 9.3343 | 243.05 | 684.7619 | 66.3425 | 224.9728 | 239.8095 | 137.023
[48 empty] | 302 | 185.4737 | 81.6875 | 180.55 | 160.0952 | 9.3343 | 243.05 | 684.7619 | 66.3425 | 224.9728 | 239.8095 | 137.023
[48 empty] | 303 | 185.4737 | 81.6875 | 180.55 | 160.0952 | 9.3343 | 243.05 | 684.7619 | 66.3425 | 224.9728 | 239.8095 | 137.023
[48 empty] | 304 | 185.4737 | 81.6875 | 180.55 | 160.0952 | 9.3343 | 243.05 | 684.7619 | 66.3425 | 224.9728 | 239.8095 | 137.023
[48 empty] | 305 | 185.4737 | 81.6875 | 180.55 | 160.0952 | 9.3343 | 243.05 | 684.7619 | 66.3425 | 224.9728 | 239.8095 | 137.023
[48 empty] | 306 | 185.4737 | 81.6875 | 180.55 | 160.0952 | 9.3343 | 243.05 | 684.7619 | 66.3425 | 224.9728 | 239.8095 | 137.023
[48 empty] | 307 | 185.4737 | 81.6875 | 180.55 | 160.0952 | 9.3343 | 243.05 | 684.7619 | 66.3425 | 224.9728 | 239.8095 | 137.023
[48 empty] | 308 | 185.4737 | 81.6875 | 180.55 | 160.0952 | 9.3343 | 243.05 | 684.7619 | 66.3425 | 224.9728 | 239.8095 | 137.023
[48 empty] | 309 | 185.4737 | 81.6875 | 180.55 | 160.0952 | 9.3343 | 243.05 | 684.7619 | 66.3425 | 224.9728 | 239.8095 | 137.023
[48 empty] | 310 | 185.4737 | 81.6875 | 180.55 | 160.0952 | 9.3343 | 243.05 | 684.7619 | 66.3425 | 224.9728 | 239.8095 | 137.023
[48 empty] | 311 | 185.4737 | 81.6875 | 180.55 | 160.0952 | 9.3343 | 243.05 | 684.7619 | 66.3425 | 224.9728 | 239.8095 | 137.023
[48 empty] | 312 | 185.4737 | 81.6875 | 180.55 | 160.0952 | 9.3343 | 243.05 | 684.7619 | 66.3425 | 224.9728 | 239.8095 | 137.023
[48 empty] | 313 | 182.9474 | 80.4938 | 178.7 | 157.8095 | 9.1336 | 238.9 | 678.9048 | 65.2206 | 221.0923 | 234.394 | 135.3853
[48 empty] | 314 | 182.9474 | 80.4938 | 178.7 | 157.8095 | 9.1336 | 238.9 | 678.9048 | 65.2206 | 221.0923 | 234.394 | 135.3853
[48 empty] | 315 | 182.9474 | 80.4938 | 178.7 | 157.8095 | 9.1336 | 238.9 | 678.9048 | 65.2206 | 221.0923 | 234.394 | 135.3853
[48 empty] | 316 | 182.9474 | 80.4938 | 178.7 | 157.8095 | 9.1336 | 238.9 | 678.9048 | 65.2206 | 221.0923 | 234.394 | 135.3853
[48 empty] | 317 | 182.9474 | 80.4938 | 178.7 | 157.8095 | 9.1336 | 238.9 | 678.9048 | 65.2206 | 221.0923 | 234.394 | 135.3853
[48 empty] | 318 | 182.9474 | 80.4938 | 178.7 | 157.8095 | 9.1336 | 238.9 | 678.9048 | 65.2206 | 221.0923 | 234.394 | 135.3853
[48 empty] | 319 | 182.9474 | 80.4938 | 178.7 | 157.8095 | 9.1336 | 238.9 | 678.9048 | 65.2206 | 221.0923 | 234.394 | 135.3853
[48 empty] | 320 | 182.9474 | 80.4938 | 178.7 | 157.8095 | 9.1336 | 238.9 | 678.9048 | 65.2206 | 221.0923 | 234.394 | 135.3853
[48 empty] | 321 | 182.9474 | 80.4938 | 178.7 | 157.8095 | 9.1336 | 238.9 | 678.9048 | 65.2206 | 221.0923 | 234.394 | 135.3853
[48 empty] | 322 | 182.9474 | 80.4938 | 178.7 | 157.8095 | 9.1336 | 238.9 | 678.9048 | 65.2206 | 221.0923 | 234.394 | 135.3853
[48 empty] | 323 | 182.9474 | 80.4938 | 178.7 | 157.8095 | 9.1336 | 238.9 | 678.9048 | 65.2206 | 221.0923 | 234.394 | 135.3853
[48 empty] | 324 | 182.9474 | 80.4938 | 178.7 | 157.8095 | 9.1336 | 238.9 | 678.9048 | 65.2206 | 221.0923 | 234.394 | 135.3853
[48 empty] | 325 | 182.9474 | 80.4938 | 178.7 | 157.8095 | 9.1336 | 238.9 | 678.9048 | 65.2206 | 221.0923 | 234.394 | 135.3853
[48 empty] | 326 | 182.9474 | 80.4938 | 178.7 | 157.8095 | 9.1336 | 238.9 | 678.9048 | 65.2206 | 221.0923 | 234.394 | 135.3853
[48 empty] | 327 | 182.9474 | 80.4938 | 178.7 | 157.8095 | 9.1336 | 238.9 | 678.9048 | 65.2206 | 221.0923 | 234.394 | 135.3853
[48 empty] | 328 | 182.9474 | 80.4938 | 178.7 | 157.8095 | 9.1336 | 238.9 | 678.9048 | 65.2206 | 221.0923 | 234.394 | 135.3853
[48 empty] | 329 | 182.9474 | 80.4938 | 178.7 | 157.8095 | 9.1336 | 238.9 | 678.9048 | 65.2206 | 221.0923 | 234.394 | 135.3853
[48 empty] | 330 | 182.9474 | 80.4938 | 178.7 | 157.8095 | 9.1336 | 238.9 | 678.9048 | 65.2206 | 221.0923 | 234.394 | 135.3853
[48 empty] | 331 | 182.9474 | 80.4938 | 178.7 | 157.8095 | 9.1336 | 238.9 | 678.9048 | 65.2206 | 221.0923 | 234.394 | 135.3853
[48 empty] | 332 | 182.9474 | 80.4938 | 178.7 | 157.8095 | 9.1336 | 238.9 | 678.9048 | 65.2206 | 221.0923 | 234.394 | 135.3853
[48 empty] | 333 | 182.9474 | 80.4938 | 178.7 | 157.8095 | 9.1336 | 238.9 | 678.9048 | 65.2206 | 221.0923 | 234.394 | 135.3853
[48 empty] | 334 | 182.9474 | 80.4938 | 178.7 | 157.8095 | 9.1336 | 238.9 | 678.9048 | 65.2206 | 221.0923 | 234.394 | 135.3853
[48 empty] | 335 | 182.9474 | 80.4938 | 178.7 | 157.8095 | 9.1336 | 238.9 | 678.9048 | 65.2206 | 221.0923 | 234.394 | 135.3853
[48 empty] | 336 | 182.9474 | 80.4938 | 178.7 | 157.8095 | 9.1336 | 238.9 | 678.9048 | 65.2206 | 221.0923 | 234.394 | 135.3853
[48 empty] | 337 | 180.4737 | 79.5375 | 176.95 | 155.9048 | 8.9329 | 235.35 | 673.2381 | 64.2387 | 220.2727 | 243.9347 | 133.3751
[48 empty] | 338 | 180.4737 | 79.5375 | 176.95 | 155.9048 | 8.9329 | 235.35 | 673.2381 | 64.2387 | 220.2727 | 243.9347 | 133.3751
[48 empty] | 339 | 180.4737 | 79.5375 | 176.95 | 155.9048 | 8.9329 | 235.35 | 673.2381 | 64.2387 | 220.2727 | 243.9347 | 133.3751
[48 empty] | 340 | 180.4737 | 79.5375 | 176.95 | 155.9048 | 8.9329 | 235.35 | 673.2381 | 64.2387 | 220.2727 | 243.9347 | 133.3751
[48 empty] | 341 | 180.4737 | 79.5375 | 176.95 | 155.9048 | 8.9329 | 235.35 | 673.2381 | 64.2387 | 220.2727 | 243.9347 | 133.3751
[48 empty] | 342 | 180.4737 | 79.5375 | 176.95 | 155.9048 | 8.9329 | 235.35 | 673.2381 | 64.2387 | 220.2727 | 243.9347 | 133.3751
[48 empty] | 343 | 180.4737 | 79.5375 | 176.95 | 155.9048 | 8.9329 | 235.35 | 673.2381 | 64.2387 | 220.2727 | 243.9347 | 133.3751
[48 empty] | 344 | 180.4737 | 79.5375 | 176.95 | 155.9048 | 8.9329 | 235.35 | 673.2381 | 64.2387 | 220.2727 | 243.9347 | 133.3751
[48 empty] | 345 | 180.4737 | 79.5375 | 176.95 | 155.9048 | 8.9329 | 235.35 | 673.2381 | 64.2387 | 220.2727 | 243.9347 | 133.3751
[48 empty] | 346 | 180.4737 | 79.5375 | 176.95 | 155.9048 | 8.9329 | 235.35 | 673.2381 | 64.2387 | 220.2727 | 243.9347 | 133.3751
[48 empty] | 347 | 180.4737 | 79.5375 | 176.95 | 155.9048 | 8.9329 | 235.35 | 673.2381 | 64.2387 | 220.2727 | 243.9347 | 133.3751
[48 empty] | 348 | 180.4737 | 79.5375 | 176.95 | 155.9048 | 8.9329 | 235.35 | 673.2381 | 64.2387 | 220.2727 | 243.9347 | 133.3751
[48 empty] | 349 | 180.4737 | 79.5375 | 176.95 | 155.9048 | 8.9329 | 235.35 | 673.2381 | 64.2387 | 220.2727 | 243.9347 | 133.3751
[48 empty] | 350 | 180.4737 | 79.5375 | 176.95 | 155.9048 | 8.9329 | 235.35 | 673.2381 | 64.2387 | 220.2727 | 243.9347 | 133.3751
[48 empty] | 351 | 180.4737 | 79.5375 | 176.95 | 155.9048 | 8.9329 | 235.35 | 673.2381 | 64.2387 | 220.2727 | 243.9347 | 133.3751
[48 empty] | 352 | 180.4737 | 79.5375 | 176.95 | 155.9048 | 8.9329 | 235.35 | 673.2381 | 64.2387 | 220.2727 | 243.9347 | 133.3751
[48 empty] | 353 | 180.4737 | 79.5375 | 176.95 | 155.9048 | 8.9329 | 235.35 | 673.2381 | 64.2387 | 220.2727 | 243.9347 | 133.3751
[48 empty] | 354 | 180.4737 | 79.5375 | 176.95 | 155.9048 | 8.9329 | 235.35 | 673.2381 | 64.2387 | 220.2727 | 243.9347 | 133.3751
[48 empty] | 355 | 180.4737 | 79.5375 | 176.95 | 155.9048 | 8.9329 | 235.35 | 673.2381 | 64.2387 | 220.2727 | 243.9347 | 133.3751
[48 empty] | 356 | 180.4737 | 79.5375 | 176.95 | 155.9048 | 8.9329 | 235.35 | 673.2381 | 64.2387 | 220.2727 | 243.9347 | 133.3751
[48 empty] | 357 | 180.4737 | 79.5375 | 176.95 | 155.9048 | 8.9329 | 235.35 | 673.2381 | 64.2387 | 220.2727 | 243.9347 | 133.3751
[48 empty] | 358 | 180.4737 | 79.5375 | 176.95 | 155.9048 | 8.9329 | 235.35 | 673.2381 | 64.2387 | 220.2727 | 243.9347 | 133.3751
[48 empty] | 359 | 180.4737 | 79.5375 | 176.95 | 155.9048 | 8.9329 | 235.35 | 673.2381 | 64.2387 | 220.2727 | 243.9347 | 133.3751
[48 empty] | 360 | 180.4737 | 79.5375 | 176.95 | 155.9048 | 8.9329 | 235.35 | 673.2381 | 64.2387 | 220.2727 | 243.9347 | 133.3751
[48 empty] | 361 | 177.8421 | 77.7 | 175 | 153.8571 | 8.7264 | 232.6 | 670.619 | 63.2069 | 220.7362 | 257.9247 | 133.3805
[48 empty] | 362 | 177.8421 | 77.7 | 175 | 153.8571 | 8.7264 | 232.6 | 670.619 | 63.2069 | 220.7362 | 257.9247 | 133.3805
[48 empty] | 363 | 177.8421 | 77.7 | 175 | 153.8571 | 8.7264 | 232.6 | 670.619 | 63.2069 | 220.7362 | 257.9247 | 133.3805
[48 empty] | 364 | 177.8421 | 77.7 | 175 | 153.8571 | 8.7264 | 232.6 | 670.619 | 63.2069 | 220.7362 | 257.9247 | 133.3805
[48 empty] | 365 | 177.8421 | 77.7 | 175 | 153.8571 | 8.7264 | 232.6 | 670.619 | 63.2069 | 220.7362 | 257.9247 | 133.3805
[48 empty] | 366 | 177.8421 | 77.7 | 175 | 153.8571 | 8.7264 | 232.6 | 670.619 | 63.2069 | 220.7362 | 257.9247 | 133.3805
[48 empty] | 367 | 177.8421 | 77.7 | 175 | 153.8571 | 8.7264 | 232.6 | 670.619 | 63.2069 | 220.7362 | 257.9247 | 133.3805
[48 empty] | 368 | 177.8421 | 77.7 | 175 | 153.8571 | 8.7264 | 232.6 | 670.619 | 63.2069 | 220.7362 | 257.9247 | 133.3805
[48 empty] | 369 | 177.8421 | 77.7 | 175 | 153.8571 | 8.7264 | 232.6 | 670.619 | 63.2069 | 220.7362 | 257.9247 | 133.3805
[48 empty] | 370 | 177.8421 | 77.7 | 175 | 153.8571 | 8.7264 | 232.6 | 670.619 | 63.2069 | 220.7362 | 257.9247 | 133.3805
[48 empty] | 371 | 177.8421 | 77.7 | 175 | 153.8571 | 8.7264 | 232.6 | 670.619 | 63.2069 | 220.7362 | 257.9247 | 133.3805
[48 empty] | 372 | 177.8421 | 77.7 | 175 | 153.8571 | 8.7264 | 232.6 | 670.619 | 63.2069 | 220.7362 | 257.9247 | 133.3805
[48 empty] | 373 | 177.8421 | 77.7 | 175 | 153.8571 | 8.7264 | 232.6 | 670.619 | 63.2069 | 220.7362 | 257.9247 | 133.3805
[48 empty] | 374 | 177.8421 | 77.7 | 175 | 153.8571 | 8.7264 | 232.6 | 670.619 | 63.2069 | 220.7362 | 257.9247 | 133.3805
[48 empty] | 375 | 177.8421 | 77.7 | 175 | 153.8571 | 8.7264 | 232.6 | 670.619 | 63.2069 | 220.7362 | 257.9247 | 133.3805
[48 empty] | 376 | 177.8421 | 77.7 | 175 | 153.8571 | 8.7264 | 232.6 | 670.619 | 63.2069 | 220.7362 | 257.9247 | 133.3805
[48 empty] | 377 | 177.8421 | 77.7 | 175 | 153.8571 | 8.7264 | 232.6 | 670.619 | 63.2069 | 220.7362 | 257.9247 | 133.3805
[48 empty] | 378 | 177.8421 | 77.7 | 175 | 153.8571 | 8.7264 | 232.6 | 670.619 | 63.2069 | 220.7362 | 257.9247 | 133.3805
[48 empty] | 379 | 177.8421 | 77.7 | 175 | 153.8571 | 8.7264 | 232.6 | 670.619 | 63.2069 | 220.7362 | 257.9247 | 133.3805
[48 empty] | 380 | 177.8421 | 77.7 | 175 | 153.8571 | 8.7264 | 232.6 | 670.619 | 63.2069 | 220.7362 | 257.9247 | 133.3805
[48 empty] | 381 | 177.8421 | 77.7 | 175 | 153.8571 | 8.7264 | 232.6 | 670.619 | 63.2069 | 220.7362 | 257.9247 | 133.3805
[48 empty] | 382 | 177.8421 | 77.7 | 175 | 153.8571 | 8.7264 | 232.6 | 670.619 | 63.2069 | 220.7362 | 257.9247 | 133.3805
[48 empty] | 383 | 177.8421 | 77.7 | 175 | 153.8571 | 8.7264 | 232.6 | 670.619 | 63.2069 | 220.7362 | 257.9247 | 133.3805
[48 empty] | 384 | 177.8421 | 77.7 | 175 | 153.8571 | 8.7264 | 232.6 | 670.619 | 63.2069 | 220.7362 | 257.9247 | 133.3805
[48 empty] | 385 | 175.8947 | 77.375 | 173.4 | 152.2857 | 8.5421 | 228.9 | 667.1905 | 62.2469 | 221.8782 | 278.3044 | 134.0061
[48 empty] | 386 | 175.8947 | 77.375 | 173.4 | 152.2857 | 8.5421 | 228.9 | 667.1905 | 62.2469 | 221.8782 | 278.3044 | 134.0061
[48 empty] | 387 | 175.8947 | 77.375 | 173.4 | 152.2857 | 8.5421 | 228.9 | 667.1905 | 62.2469 | 221.8782 | 278.3044 | 134.0061
[48 empty] | 388 | 175.8947 | 77.375 | 173.4 | 152.2857 | 8.5421 | 228.9 | 667.1905 | 62.2469 | 221.8782 | 278.3044 | 134.0061
[48 empty] | 389 | 175.8947 | 77.375 | 173.4 | 152.2857 | 8.5421 | 228.9 | 667.1905 | 62.2469 | 221.8782 | 278.3044 | 134.0061
[48 empty] | 390 | 175.8947 | 77.375 | 173.4 | 152.2857 | 8.5421 | 228.9 | 667.1905 | 62.2469 | 221.8782 | 278.3044 | 134.0061
[48 empty] | 391 | 175.8947 | 77.375 | 173.4 | 152.2857 | 8.5421 | 228.9 | 667.1905 | 62.2469 | 221.8782 | 278.3044 | 134.0061
[48 empty] | 392 | 175.8947 | 77.375 | 173.4 | 152.2857 | 8.5421 | 228.9 | 667.1905 | 62.2469 | 221.8782 | 278.3044 | 134.0061
[48 empty] | 393 | 175.8947 | 77.375 | 173.4 | 152.2857 | 8.5421 | 228.9 | 667.1905 | 62.2469 | 221.8782 | 278.3044 | 134.0061
[48 empty] | 394 | 175.8947 | 77.375 | 173.4 | 152.2857 | 8.5421 | 228.9 | 667.1905 | 62.2469 | 221.8782 | 278.3044 | 134.0061
[48 empty] | 395 | 175.8947 | 77.375 | 173.4 | 152.2857 | 8.5421 | 228.9 | 667.1905 | 62.2469 | 221.8782 | 278.3044 | 134.0061
[48 empty] | 396 | 175.8947 | 77.375 | 173.4 | 152.2857 | 8.5421 | 228.9 | 667.1905 | 62.2469 | 221.8782 | 278.3044 | 134.0061
[48 empty] | 397 | 175.8947 | 77.375 | 173.4 | 152.2857 | 8.5421 | 228.9 | 667.1905 | 62.2469 | 221.8782 | 278.3044 | 134.0061
[48 empty] | 398 | 175.8947 | 77.375 | 173.4 | 152.2857 | 8.5421 | 228.9 | 667.1905 | 62.2469 | 221.8782 | 278.3044 | 134.0061
[48 empty] | 399 | 175.8947 | 77.375 | 173.4 | 152.2857 | 8.5421 | 228.9 | 667.1905 | 62.2469 | 221.8782 | 278.3044 | 134.0061
[48 empty] | 400 | 175.8947 | 77.375 | 173.4 | 152.2857 | 8.5421 | 228.9 | 667.1905 | 62.2469 | 221.8782 | 278.3044 | 134.0061
[48 empty] | 401 | 175.8947 | 77.375 | 173.4 | 152.2857 | 8.5421 | 228.9 | 667.1905 | 62.2469 | 221.8782 | 278.3044 | 134.0061
[48 empty] | 402 | 175.8947 | 77.375 | 173.4 | 152.2857 | 8.5421 | 228.9 | 667.1905 | 62.2469 | 221.8782 | 278.3044 | 134.0061
[48 empty] | 403 | 175.8947 | 77.375 | 173.4 | 152.2857 | 8.5421 | 228.9 | 667.1905 | 62.2469 | 221.8782 | 278.3044 | 134.0061
[48 empty] | 404 | 175.8947 | 77.375 | 173.4 | 152.2857 | 8.5421 | 228.9 | 667.1905 | 62.2469 | 221.8782 | 278.3044 | 134.0061
[48 empty] | 405 | 175.8947 | 77.375 | 173.4 | 152.2857 | 8.5421 | 228.9 | 667.1905 | 62.2469 | 221.8782 | 278.3044 | 134.0061
[48 empty] | 406 | 175.8947 | 77.375 | 173.4 | 152.2857 | 8.5421 | 228.9 | 667.1905 | 62.2469 | 221.8782 | 278.3044 | 134.0061
[48 empty] | 407 | 175.8947 | 77.375 | 173.4 | 152.2857 | 8.5421 | 228.9 | 667.1905 | 62.2469 | 221.8782 | 278.3044 | 134.0061
[48 empty] | 408 | 175.8947 | 77.375 | 173.4 | 152.2857 | 8.5421 | 228.9 | 667.1905 | 62.2469 | 221.8782 | 278.3044 | 134.0061
[48 empty] | 409 | 174 | 76.1937 | 171.65 | 150.0952 | 8.3614 | 225.85 | 663.0952 | 61.1975 | 221.9671 | 270.8997 | 133.6365
[48 empty] | 410 | 174 | 76.1937 | 171.65 | 150.0952 | 8.3614 | 225.85 | 663.0952 | 61.1975 | 221.9671 | 270.8997 | 133.6365
[48 empty] | 411 | 174 | 76.1937 | 171.65 | 150.0952 | 8.3614 | 225.85 | 663.0952 | 61.1975 | 221.9671 | 270.8997 | 133.6365
[48 empty] | 412 | 174 | 76.1937 | 171.65 | 150.0952 | 8.3614 | 225.85 | 663.0952 | 61.1975 | 221.9671 | 270.8997 | 133.6365
[48 empty] | 413 | 174 | 76.1937 | 171.65 | 150.0952 | 8.3614 | 225.85 | 663.0952 | 61.1975 | 221.9671 | 270.8997 | 133.6365
[48 empty] | 414 | 174 | 76.1937 | 171.65 | 150.0952 | 8.3614 | 225.85 | 663.0952 | 61.1975 | 221.9671 | 270.8997 | 133.6365
[48 empty] | 415 | 174 | 76.1937 | 171.65 | 150.0952 | 8.3614 | 225.85 | 663.0952 | 61.1975 | 221.9671 | 270.8997 | 133.6365
[48 empty] | 416 | 174 | 76.1937 | 171.65 | 150.0952 | 8.3614 | 225.85 | 663.0952 | 61.1975 | 221.9671 | 270.8997 | 133.6365
[48 empty] | 417 | 174 | 76.1937 | 171.65 | 150.0952 | 8.3614 | 225.85 | 663.0952 | 61.1975 | 221.9671 | 270.8997 | 133.6365
[48 empty] | 418 | 174 | 76.1937 | 171.65 | 150.0952 | 8.3614 | 225.85 | 663.0952 | 61.1975 | 221.9671 | 270.8997 | 133.6365
[48 empty] | 419 | 174 | 76.1937 | 171.65 | 150.0952 | 8.3614 | 225.85 | 663.0952 | 61.1975 | 221.9671 | 270.8997 | 133.6365
[48 empty] | 420 | 174 | 76.1937 | 171.65 | 150.0952 | 8.3614 | 225.85 | 663.0952 | 61.1975 | 221.9671 | 270.8997 | 133.6365
[48 empty] | 421 | 174 | 76.1937 | 171.65 | 150.0952 | 8.3614 | 225.85 | 663.0952 | 61.1975 | 221.9671 | 270.8997 | 133.6365
[48 empty] | 422 | 174 | 76.1937 | 171.65 | 150.0952 | 8.3614 | 225.85 | 663.0952 | 61.1975 | 221.9671 | 270.8997 | 133.6365
[48 empty] | 423 | 174 | 76.1937 | 171.65 | 150.0952 | 8.3614 | 225.85 | 663.0952 | 61.1975 | 221.9671 | 270.8997 | 133.6365
[48 empty] | 424 | 174 | 76.1937 | 171.65 | 150.0952 | 8.3614 | 225.85 | 663.0952 | 61.1975 | 221.9671 | 270.8997 | 133.6365
[48 empty] | 425 | 174 | 76.1937 | 171.65 | 150.0952 | 8.3614 | 225.85 | 663.0952 | 61.1975 | 221.9671 | 270.8997 | 133.6365
[48 empty] | 426 | 174 | 76.1937 | 171.65 | 150.0952 | 8.3614 | 225.85 | 663.0952 | 61.1975 | 221.9671 | 270.8997 | 133.6365
[48 empty] | 427 | 174 | 76.1937 | 171.65 | 150.0952 | 8.3614 | 225.85 | 663.0952 | 61.1975 | 221.9671 | 270.8997 | 133.6365
[48 empty] | 428 | 174 | 76.1937 | 171.65 | 150.0952 | 8.3614 | 225.85 | 663.0952 | 61.1975 | 221.9671 | 270.8997 | 133.6365
[48 empty] | 429 | 174 | 76.1937 | 171.65 | 150.0952 | 8.3614 | 225.85 | 663.0952 | 61.1975 | 221.9671 | 270.8997 | 133.6365
[48 empty] | 430 | 174 | 76.1937 | 171.65 | 150.0952 | 8.3614 | 225.85 | 663.0952 | 61.1975 | 221.9671 | 270.8997 | 133.6365
[48 empty] | 431 | 174 | 76.1937 | 171.65 | 150.0952 | 8.3614 | 225.85 | 663.0952 | 61.1975 | 221.9671 | 270.8997 | 133.6365
[48 empty] | 432 | 174 | 76.1937 | 171.65 | 150.0952 | 8.3614 | 225.85 | 663.0952 | 61.1975 | 221.9671 | 270.8997 | 133.6365
[48 empty] | 433 | 171.3158 | 75.475 | 170.1 | 148.5714 | 8.2029 | 222.9 | 657.2381 | 60.2794 | 218.8962 | 267.0178 | 134.2292
[48 empty] | 434 | 171.3158 | 75.475 | 170.1 | 148.5714 | 8.2029 | 222.9 | 657.2381 | 60.2794 | 218.8962 | 267.0178 | 134.2292
[48 empty] | 435 | 171.3158 | 75.475 | 170.1 | 148.5714 | 8.2029 | 222.9 | 657.2381 | 60.2794 | 218.8962 | 267.0178 | 134.2292
[48 empty] | 436 | 171.3158 | 75.475 | 170.1 | 148.5714 | 8.2029 | 222.9 | 657.2381 | 60.2794 | 218.8962 | 267.0178 | 134.2292
[48 empty] | 437 | 171.3158 | 75.475 | 170.1 | 148.5714 | 8.2029 | 222.9 | 657.2381 | 60.2794 | 218.8962 | 267.0178 | 134.2292
[48 empty] | 438 | 171.3158 | 75.475 | 170.1 | 148.5714 | 8.2029 | 222.9 | 657.2381 | 60.2794 | 218.8962 | 267.0178 | 134.2292
[48 empty] | 439 | 171.3158 | 75.475 | 170.1 | 148.5714 | 8.2029 | 222.9 | 657.2381 | 60.2794 | 218.8962 | 267.0178 | 134.2292
[48 empty] | 440 | 171.3158 | 75.475 | 170.1 | 148.5714 | 8.2029 | 222.9 | 657.2381 | 60.2794 | 218.8962 | 267.0178 | 134.2292
[48 empty] | 441 | 171.3158 | 75.475 | 170.1 | 148.5714 | 8.2029 | 222.9 | 657.2381 | 60.2794 | 218.8962 | 267.0178 | 134.2292
[48 empty] | 442 | 171.3158 | 75.475 | 170.1 | 148.5714 | 8.2029 | 222.9 | 657.2381 | 60.2794 | 218.8962 | 267.0178 | 134.2292
[48 empty] | 443 | 171.3158 | 75.475 | 170.1 | 148.5714 | 8.2029 | 222.9 | 657.2381 | 60.2794 | 218.8962 | 267.0178 | 134.2292
[48 empty] | 444 | 171.3158 | 75.475 | 170.1 | 148.5714 | 8.2029 | 222.9 | 657.2381 | 60.2794 | 218.8962 | 267.0178 | 134.2292
[48 empty] | 445 | 171.3158 | 75.475 | 170.1 | 148.5714 | 8.2029 | 222.9 | 657.2381 | 60.2794 | 218.8962 | 267.0178 | 134.2292
[48 empty] | 446 | 171.3158 | 75.475 | 170.1 | 148.5714 | 8.2029 | 222.9 | 657.2381 | 60.2794 | 218.8962 | 267.0178 | 134.2292
[48 empty] | 447 | 171.3158 | 75.475 | 170.1 | 148.5714 | 8.2029 | 222.9 | 657.2381 | 60.2794 | 218.8962 | 267.0178 | 134.2292
[48 empty] | 448 | 171.3158 | 75.475 | 170.1 | 148.5714 | 8.2029 | 222.9 | 657.2381 | 60.2794 | 218.8962 | 267.0178 | 134.2292
[48 empty] | 449 | 171.3158 | 75.475 | 170.1 | 148.5714 | 8.2029 | 222.9 | 657.2381 | 60.2794 | 218.8962 | 267.0178 | 134.2292
[48 empty] | 450 | 171.3158 | 75.475 | 170.1 | 148.5714 | 8.2029 | 222.9 | 657.2381 | 60.2794 | 218.8962 | 267.0178 | 134.2292
[48 empty] | 451 | 171.3158 | 75.475 | 170.1 | 148.5714 | 8.2029 | 222.9 | 657.2381 | 60.2794 | 218.8962 | 267.0178 | 134.2292
[48 empty] | 452 | 171.3158 | 75.475 | 170.1 | 148.5714 | 8.2029 | 222.9 | 657.2381 | 60.2794 | 218.8962 | 267.0178 | 134.2292
[48 empty] | 453 | 171.3158 | 75.475 | 170.1 | 148.5714 | 8.2029 | 222.9 | 657.2381 | 60.2794 | 218.8962 | 267.0178 | 134.2292
[48 empty] | 454 | 171.3158 | 75.475 | 170.1 | 148.5714 | 8.2029 | 222.9 | 657.2381 | 60.2794 | 218.8962 | 267.0178 | 134.2292
[48 empty] | 455 | 171.3158 | 75.475 | 170.1 | 148.5714 | 8.2029 | 222.9 | 657.2381 | 60.2794 | 218.8962 | 267.0178 | 134.2292
[48 empty] | 456 | 171.3158 | 75.475 | 170.1 | 148.5714 | 8.2029 | 222.9 | 657.2381 | 60.2794 | 218.8962 | 267.0178 | 134.2292
[48 empty] | 457 | 169.6316 | 74.4313 | 168.35 | 146.7619 | 8.0086 | 219.85 | 654.3333 | 59.4494 | 216.469 | 263.2858 | 135.4949
[48 empty] | 458 | 169.6316 | 74.4313 | 168.35 | 146.7619 | 8.0086 | 219.85 | 654.3333 | 59.4494 | 216.469 | 263.2858 | 135.4949
[48 empty] | 459 | 169.6316 | 74.4313 | 168.35 | 146.7619 | 8.0086 | 219.85 | 654.3333 | 59.4494 | 216.469 | 263.2858 | 135.4949
[48 empty] | 460 | 169.6316 | 74.4313 | 168.35 | 146.7619 | 8.0086 | 219.85 | 654.3333 | 59.4494 | 216.469 | 263.2858 | 135.4949
[48 empty] | 461 | 169.6316 | 74.4313 | 168.35 | 146.7619 | 8.0086 | 219.85 | 654.3333 | 59.4494 | 216.469 | 263.2858 | 135.4949
[48 empty] | 462 | 169.6316 | 74.4313 | 168.35 | 146.7619 | 8.0086 | 219.85 | 654.3333 | 59.4494 | 216.469 | 263.2858 | 135.4949
[48 empty] | 463 | 169.6316 | 74.4313 | 168.35 | 146.7619 | 8.0086 | 219.85 | 654.3333 | 59.4494 | 216.469 | 263.2858 | 135.4949
[48 empty] | 464 | 169.6316 | 74.4313 | 168.35 | 146.7619 | 8.0086 | 219.85 | 654.3333 | 59.4494 | 216.469 | 263.2858 | 135.4949
[48 empty] | 465 | 169.6316 | 74.4313 | 168.35 | 146.7619 | 8.0086 | 219.85 | 654.3333 | 59.4494 | 216.469 | 263.2858 | 135.4949
[48 empty] | 466 | 169.6316 | 74.4313 | 168.35 | 146.7619 | 8.0086 | 219.85 | 654.3333 | 59.4494 | 216.469 | 263.2858 | 135.4949
[48 empty] | 467 | 169.6316 | 74.4313 | 168.35 | 146.7619 | 8.0086 | 219.85 | 654.3333 | 59.4494 | 216.469 | 263.2858 | 135.4949
[48 empty] | 468 | 169.6316 | 74.4313 | 168.35 | 146.7619 | 8.0086 | 219.85 | 654.3333 | 59.4494 | 216.469 | 263.2858 | 135.4949
[48 empty] | 469 | 169.6316 | 74.4313 | 168.35 | 146.7619 | 8.0086 | 219.85 | 654.3333 | 59.4494 | 216.469 | 263.2858 | 135.4949
[48 empty] | 470 | 169.6316 | 74.4313 | 168.35 | 146.7619 | 8.0086 | 219.85 | 654.3333 | 59.4494 | 216.469 | 263.2858 | 135.4949
[48 empty] | 471 | 169.6316 | 74.4313 | 168.35 | 146.7619 | 8.0086 | 219.85 | 654.3333 | 59.4494 | 216.469 | 263.2858 | 135.4949
[48 empty] | 472 | 169.6316 | 74.4313 | 168.35 | 146.7619 | 8.0086 | 219.85 | 654.3333 | 59.4494 | 216.469 | 263.2858 | 135.4949
[48 empty] | 473 | 169.6316 | 74.4313 | 168.35 | 146.7619 | 8.0086 | 219.85 | 654.3333 | 59.4494 | 216.469 | 263.2858 | 135.4949
[48 empty] | 474 | 169.6316 | 74.4313 | 168.35 | 146.7619 | 8.0086 | 219.85 | 654.3333 | 59.4494 | 216.469 | 263.2858 | 135.4949
[48 empty] | 475 | 169.6316 | 74.4313 | 168.35 | 146.7619 | 8.0086 | 219.85 | 654.3333 | 59.4494 | 216.469 | 263.2858 | 135.4949
[48 empty] | 476 | 169.6316 | 74.4313 | 168.35 | 146.7619 | 8.0086 | 219.85 | 654.3333 | 59.4494 | 216.469 | 263.2858 | 135.4949
[48 empty] | 477 | 169.6316 | 74.4313 | 168.35 | 146.7619 | 8.0086 | 219.85 | 654.3333 | 59.4494 | 216.469 | 263.2858 | 135.4949
[48 empty] | 478 | 169.6316 | 74.4313 | 168.35 | 146.7619 | 8.0086 | 219.85 | 654.3333 | 59.4494 | 216.469 | 263.2858 | 135.4949
[48 empty] | 479 | 169.6316 | 74.4313 | 168.35 | 146.7619 | 8.0086 | 219.85 | 654.3333 | 59.4494 | 216.469 | 263.2858 | 135.4949
[48 empty] | 480 | 169.6316 | 74.4313 | 168.35 | 146.7619 | 8.0086 | 219.85 | 654.3333 | 59.4494 | 216.469 | 263.2858 | 135.4949
[48 empty] | 481 | 167.5789 | 73.5625 | 166.95 | 144.9048 | 7.8507 | 216.6 | 652.0952 | 58.5844 | 219.6672 | 285.5335 | 134.4933
[48 empty] | 482 | 167.5789 | 73.5625 | 166.95 | 144.9048 | 7.8507 | 216.6 | 652.0952 | 58.5844 | 219.6672 | 285.5335 | 134.4933
[48 empty] | 483 | 167.5789 | 73.5625 | 166.95 | 144.9048 | 7.8507 | 216.6 | 652.0952 | 58.5844 | 219.6672 | 285.5335 | 134.4933
[48 empty] | 484 | 167.5789 | 73.5625 | 166.95 | 144.9048 | 7.8507 | 216.6 | 652.0952 | 58.5844 | 219.6672 | 285.5335 | 134.4933
[48 empty] | 485 | 167.5789 | 73.5625 | 166.95 | 144.9048 | 7.8507 | 216.6 | 652.0952 | 58.5844 | 219.6672 | 285.5335 | 134.4933
[48 empty] | 486 | 167.5789 | 73.5625 | 166.95 | 144.9048 | 7.8507 | 216.6 | 652.0952 | 58.5844 | 219.6672 | 285.5335 | 134.4933
[48 empty] | 487 | 167.5789 | 73.5625 | 166.95 | 144.9048 | 7.8507 | 216.6 | 652.0952 | 58.5844 | 219.6672 | 285.5335 | 134.4933
[48 empty] | 488 | 167.5789 | 73.5625 | 166.95 | 144.9048 | 7.8507 | 216.6 | 652.0952 | 58.5844 | 219.6672 | 285.5335 | 134.4933
[48 empty] | 489 | 167.5789 | 73.5625 | 166.95 | 144.9048 | 7.8507 | 216.6 | 652.0952 | 58.5844 | 219.6672 | 285.5335 | 134.4933
[48 empty] | 490 | 167.5789 | 73.5625 | 166.95 | 144.9048 | 7.8507 | 216.6 | 652.0952 | 58.5844 | 219.6672 | 285.5335 | 134.4933
[48 empty] | 491 | 167.5789 | 73.5625 | 166.95 | 144.9048 | 7.8507 | 216.6 | 652.0952 | 58.5844 | 219.6672 | 285.5335 | 134.4933
[48 empty] | 492 | 167.5789 | 73.5625 | 166.95 | 144.9048 | 7.8507 | 216.6 | 652.0952 | 58.5844 | 219.6672 | 285.5335 | 134.4933
[48 empty] | 493 | 167.5789 | 73.5625 | 166.95 | 144.9048 | 7.8507 | 216.6 | 652.0952 | 58.5844 | 219.6672 | 285.5335 | 134.4933
[48 empty] | 494 | 167.5789 | 73.5625 | 166.95 | 144.9048 | 7.8507 | 216.6 | 652.0952 | 58.5844 | 219.6672 | 285.5335 | 134.4933
[48 empty] | 495 | 167.5789 | 73.5625 | 166.95 | 144.9048 | 7.8507 | 216.6 | 652.0952 | 58.5844 | 219.6672 | 285.5335 | 134.4933
[48 empty] | 496 | 167.5789 | 73.5625 | 166.95 | 144.9048 | 7.8507 | 216.6 | 652.0952 | 58.5844 | 219.6672 | 285.5335 | 134.4933
[48 empty] | 497 | 167.5789 | 73.5625 | 166.95 | 144.9048 | 7.8507 | 216.6 | 652.0952 | 58.5844 | 219.6672 | 285.5335 | 134.4933
[48 empty] | 498 | 167.5789 | 73.5625 | 166.95 | 144.9048 | 7.8507 | 216.6 | 652.0952 | 58.5844 | 219.6672 | 285.5335 | 134.4933
[48 empty] | 499 | 167.5789 | 73.5625 | 166.95 | 144.9048 | 7.8507 | 216.6 | 652.0952 | 58.5844 | 219.6672 | 285.5335 | 134.4933
[48 empty] | 500 | 167.5789 | 73.5625 | 166.95 | 144.9048 | 7.8507 | 216.6 | 652.0952 | 58.5844 | 219.6672 | 285.5335 | 134.4933
[48 empty] | 501 | 167.5789 | 73.5625 | 166.95 | 144.9048 | 7.8507 | 216.6 | 652.0952 | 58.5844 | 219.6672 | 285.5335 | 134.4933
[48 empty] | 502 | 167.5789 | 73.5625 | 166.95 | 144.9048 | 7.8507 | 216.6 | 652.0952 | 58.5844 | 219.6672 | 285.5335 | 134.4933
[48 empty] | 503 | 167.5789 | 73.5625 | 166.95 | 144.9048 | 7.8507 | 216.6 | 652.0952 | 58.5844 | 219.6672 | 285.5335 | 134.4933
[48 empty] | 504 | 167.5789 | 73.5625 | 166.95 | 144.9048 | 7.8507 | 216.6 | 652.0952 | 58.5844 | 219.6672 | 285.5335 | 134.4933
[48 empty] | 505 | 165.5789 | 72.675 | 165.4 | 143.1952 | 7.6979 | 213.85 | 649.3333 | 57.8 | 219.2704 | 284.934 | 132.0507
[48 empty] | 506 | 165.5789 | 72.675 | 165.4 | 143.1952 | 7.6979 | 213.85 | 649.3333 | 57.8 | 219.2704 | 284.934 | 132.0507
[48 empty] | 507 | 165.5789 | 72.675 | 165.4 | 143.1952 | 7.6979 | 213.85 | 649.3333 | 57.8 | 219.2704 | 284.934 | 132.0507
[48 empty] | 508 | 165.5789 | 72.675 | 165.4 | 143.1952 | 7.6979 | 213.85 | 649.3333 | 57.8 | 219.2704 | 284.934 | 132.0507
[48 empty] | 509 | 165.5789 | 72.675 | 165.4 | 143.1952 | 7.6979 | 213.85 | 649.3333 | 57.8 | 219.2704 | 284.934 | 132.0507
[48 empty] | 510 | 165.5789 | 72.675 | 165.4 | 143.1952 | 7.6979 | 213.85 | 649.3333 | 57.8 | 219.2704 | 284.934 | 132.0507
[48 empty] | 511 | 165.5789 | 72.675 | 165.4 | 143.1952 | 7.6979 | 213.85 | 649.3333 | 57.8 | 219.2704 | 284.934 | 132.0507
[48 empty] | 512 | 165.5789 | 72.675 | 165.4 | 143.1952 | 7.6979 | 213.85 | 649.3333 | 57.8 | 219.2704 | 284.934 | 132.0507
[48 empty] | 513 | 165.5789 | 72.675 | 165.4 | 143.1952 | 7.6979 | 213.85 | 649.3333 | 57.8 | 219.2704 | 284.934 | 132.0507
[48 empty] | 514 | 165.5789 | 72.675 | 165.4 | 143.1952 | 7.6979 | 213.85 | 649.3333 | 57.8 | 219.2704 | 284.934 | 132.0507
[48 empty] | 515 | 165.5789 | 72.675 | 165.4 | 143.1952 | 7.6979 | 213.85 | 649.3333 | 57.8 | 219.2704 | 284.934 | 132.0507
[48 empty] | 516 | 165.5789 | 72.675 | 165.4 | 143.1952 | 7.6979 | 213.85 | 649.3333 | 57.8 | 219.2704 | 284.934 | 132.0507
[48 empty] | 517 | 165.5789 | 72.675 | 165.4 | 143.1952 | 7.6979 | 213.85 | 649.3333 | 57.8 | 219.2704 | 284.934 | 132.0507
[48 empty] | 518 | 165.5789 | 72.675 | 165.4 | 143.1952 | 7.6979 | 213.85 | 649.3333 | 57.8 | 219.2704 | 284.934 | 132.0507
[48 empty] | 519 | 165.5789 | 72.675 | 165.4 | 143.1952 | 7.6979 | 213.85 | 649.3333 | 57.8 | 219.2704 | 284.934 | 132.0507
[48 empty] | 520 | 165.5789 | 72.675 | 165.4 | 143.1952 | 7.6979 | 213.85 | 649.3333 | 57.8 | 219.2704 | 284.934 | 132.0507
[48 empty] | 521 | 165.5789 | 72.675 | 165.4 | 143.1952 | 7.6979 | 213.85 | 649.3333 | 57.8 | 219.2704 | 284.934 | 132.0507
[48 empty] | 522 | 165.5789 | 72.675 | 165.4 | 143.1952 | 7.6979 | 213.85 | 649.3333 | 57.8 | 219.2704 | 284.934 | 132.0507
[48 empty] | 523 | 165.5789 | 72.675 | 165.4 | 143.1952 | 7.6979 | 213.85 | 649.3333 | 57.8 | 219.2704 | 284.934 | 132.0507
[48 empty] | 524 | 165.5789 | 72.675 | 165.4 | 143.1952 | 7.6979 | 213.85 | 649.3333 | 57.8 | 219.2704 | 284.934 | 132.0507
[48 empty] | 525 | 165.5789 | 72.675 | 165.4 | 143.1952 | 7.6979 | 213.85 | 649.3333 | 57.8 | 219.2704 | 284.934 | 132.0507
[48 empty] | 526 | 165.5789 | 72.675 | 165.4 | 143.1952 | 7.6979 | 213.85 | 649.3333 | 57.8 | 219.2704 | 284.934 | 132.0507
[48 empty] | 527 | 165.5789 | 72.675 | 165.4 | 143.1952 | 7.6979 | 213.85 | 649.3333 | 57.8 | 219.2704 | 284.934 | 132.0507
[48 empty] | 528 | 165.5789 | 72.675 | 165.4 | 143.1952 | 7.6979 | 213.85 | 649.3333 | 57.8 | 219.2704 | 284.934 | 132.0507
[48 empty] | 529 | 163.6842 | 71.7562 | 163.95 | 141.6905 | 7.5621 | 211.1 | 645.9048 | 56.9681 | 219.7206 | 291.6352 | 130.2156
[48 empty] | 530 | 163.6842 | 71.7562 | 163.95 | 141.6905 | 7.5621 | 211.1 | 645.9048 | 56.9681 | 219.7206 | 291.6352 | 130.2156
[48 empty] | 531 | 163.6842 | 71.7562 | 163.95 | 141.6905 | 7.5621 | 211.1 | 645.9048 | 56.9681 | 219.7206 | 291.6352 | 130.2156
[48 empty] | 532 | 163.6842 | 71.7562 | 163.95 | 141.6905 | 7.5621 | 211.1 | 645.9048 | 56.9681 | 219.7206 | 291.6352 | 130.2156
[48 empty] | 533 | 163.6842 | 71.7562 | 163.95 | 141.6905 | 7.5621 | 211.1 | 645.9048 | 56.9681 | 219.7206 | 291.6352 | 130.2156
[48 empty] | 534 | 163.6842 | 71.7562 | 163.95 | 141.6905 | 7.5621 | 211.1 | 645.9048 | 56.9681 | 219.7206 | 291.6352 | 130.2156
[48 empty] | 535 | 163.6842 | 71.7562 | 163.95 | 141.6905 | 7.5621 | 211.1 | 645.9048 | 56.9681 | 219.7206 | 291.6352 | 130.2156
[48 empty] | 536 | 163.6842 | 71.7562 | 163.95 | 141.6905 | 7.5621 | 211.1 | 645.9048 | 56.9681 | 219.7206 | 291.6352 | 130.2156
[48 empty] | 537 | 163.6842 | 71.7562 | 163.95 | 141.6905 | 7.5621 | 211.1 | 645.9048 | 56.9681 | 219.7206 | 291.6352 | 130.2156
[48 empty] | 538 | 163.6842 | 71.7562 | 163.95 | 141.6905 | 7.5621 | 211.1 | 645.9048 | 56.9681 | 219.7206 | 291.6352 | 130.2156
[48 empty] | 539 | 163.6842 | 71.7562 | 163.95 | 141.6905 | 7.5621 | 211.1 | 645.9048 | 56.9681 | 219.7206 | 291.6352 | 130.2156
[48 empty] | 540 | 163.6842 | 71.7562 | 163.95 | 141.6905 | 7.5621 | 211.1 | 645.9048 | 56.9681 | 219.7206 | 291.6352 | 130.2156
[48 empty] | 541 | 163.6842 | 71.7562 | 163.95 | 141.6905 | 7.5621 | 211.1 | 645.9048 | 56.9681 | 219.7206 | 291.6352 | 130.2156
[48 empty] | 542 | 163.6842 | 71.7562 | 163.95 | 141.6905 | 7.5621 | 211.1 | 645.9048 | 56.9681 | 219.7206 | 291.6352 | 130.2156
[48 empty] | 543 | 163.6842 | 71.7562 | 163.95 | 141.6905 | 7.5621 | 211.1 | 645.9048 | 56.9681 | 219.7206 | 291.6352 | 130.2156
[48 empty] | 544 | 163.6842 | 71.7562 | 163.95 | 141.6905 | 7.5621 | 211.1 | 645.9048 | 56.9681 | 219.7206 | 291.6352 | 130.2156
[48 empty] | 545 | 163.6842 | 71.7562 | 163.95 | 141.6905 | 7.5621 | 211.1 | 645.9048 | 56.9681 | 219.7206 | 291.6352 | 130.2156
[48 empty] | 546 | 163.6842 | 71.7562 | 163.95 | 141.6905 | 7.5621 | 211.1 | 645.9048 | 56.9681 | 219.7206 | 291.6352 | 130.2156
[48 empty] | 547 | 163.6842 | 71.7562 | 163.95 | 141.6905 | 7.5621 | 211.1 | 645.9048 | 56.9681 | 219.7206 | 291.6352 | 130.2156
[48 empty] | 548 | 163.6842 | 71.7562 | 163.95 | 141.6905 | 7.5621 | 211.1 | 645.9048 | 56.9681 | 219.7206 | 291.6352 | 130.2156
[48 empty] | 549 | 163.6842 | 71.7562 | 163.95 | 141.6905 | 7.5621 | 211.1 | 645.9048 | 56.9681 | 219.7206 | 291.6352 | 130.2156
[48 empty] | 550 | 163.6842 | 71.7562 | 163.95 | 141.6905 | 7.5621 | 211.1 | 645.9048 | 56.9681 | 219.7206 | 291.6352 | 130.2156
[48 empty] | 551 | 163.6842 | 71.7562 | 163.95 | 141.6905 | 7.5621 | 211.1 | 645.9048 | 56.9681 | 219.7206 | 291.6352 | 130.2156
[48 empty] | 552 | 163.6842 | 71.7562 | 163.95 | 141.6905 | 7.5621 | 211.1 | 645.9048 | 56.9681 | 219.7206 | 291.6352 | 130.2156
[48 empty] | 553 | 161.8421 | 70.8937 | 162.55 | 140.3524 | 7.4364 | 208.25 | 640.9048 | 56.2687 | 224.1903 | 304.3303 | 129.1835
[48 empty] | 554 | 161.8421 | 70.8937 | 162.55 | 140.3524 | 7.4364 | 208.25 | 640.9048 | 56.2687 | 224.1903 | 304.3303 | 129.1835
[48 empty] | 555 | 161.8421 | 70.8937 | 162.55 | 140.3524 | 7.4364 | 208.25 | 640.9048 | 56.2687 | 224.1903 | 304.3303 | 129.1835
[48 empty] | 556 | 161.8421 | 70.8937 | 162.55 | 140.3524 | 7.4364 | 208.25 | 640.9048 | 56.2687 | 224.1903 | 304.3303 | 129.1835
[48 empty] | 557 | 161.8421 | 70.8937 | 162.55 | 140.3524 | 7.4364 | 208.25 | 640.9048 | 56.2687 | 224.1903 | 304.3303 | 129.1835
[48 empty] | 558 | 161.8421 | 70.8937 | 162.55 | 140.3524 | 7.4364 | 208.25 | 640.9048 | 56.2687 | 224.1903 | 304.3303 | 129.1835
[48 empty] | 559 | 161.8421 | 70.8937 | 162.55 | 140.3524 | 7.4364 | 208.25 | 640.9048 | 56.2687 | 224.1903 | 304.3303 | 129.1835
[48 empty] | 560 | 161.8421 | 70.8937 | 162.55 | 140.3524 | 7.4364 | 208.25 | 640.9048 | 56.2687 | 224.1903 | 304.3303 | 129.1835
[48 empty] | 561 | 161.8421 | 70.8937 | 162.55 | 140.3524 | 7.4364 | 208.25 | 640.9048 | 56.2687 | 224.1903 | 304.3303 | 129.1835
[48 empty] | 562 | 161.8421 | 70.8937 | 162.55 | 140.3524 | 7.4364 | 208.25 | 640.9048 | 56.2687 | 224.1903 | 304.3303 | 129.1835
[48 empty] | 563 | 161.8421 | 70.8937 | 162.55 | 140.3524 | 7.4364 | 208.25 | 640.9048 | 56.2687 | 224.1903 | 304.3303 | 129.1835
[48 empty] | 564 | 161.8421 | 70.8937 | 162.55 | 140.3524 | 7.4364 | 208.25 | 640.9048 | 56.2687 | 224.1903 | 304.3303 | 129.1835
[48 empty] | 565 | 161.8421 | 70.8937 | 162.55 | 140.3524 | 7.4364 | 208.25 | 640.9048 | 56.2687 | 224.1903 | 304.3303 | 129.1835
[48 empty] | 566 | 161.8421 | 70.8937 | 162.55 | 140.3524 | 7.4364 | 208.25 | 640.9048 | 56.2687 | 224.1903 | 304.3303 | 129.1835
[48 empty] | 567 | 161.8421 | 70.8937 | 162.55 | 140.3524 | 7.4364 | 208.25 | 640.9048 | 56.2687 | 224.1903 | 304.3303 | 129.1835
[48 empty] | 568 | 161.8421 | 70.8937 | 162.55 | 140.3524 | 7.4364 | 208.25 | 640.9048 | 56.2687 | 224.1903 | 304.3303 | 129.1835
[48 empty] | 569 | 161.8421 | 70.8937 | 162.55 | 140.3524 | 7.4364 | 208.25 | 640.9048 | 56.2687 | 224.1903 | 304.3303 | 129.1835
[48 empty] | 570 | 161.8421 | 70.8937 | 162.55 | 140.3524 | 7.4364 | 208.25 | 640.9048 | 56.2687 | 224.1903 | 304.3303 | 129.1835
[48 empty] | 571 | 161.8421 | 70.8937 | 162.55 | 140.3524 | 7.4364 | 208.25 | 640.9048 | 56.2687 | 224.1903 | 304.3303 | 129.1835
[48 empty] | 572 | 161.8421 | 70.8937 | 162.55 | 140.3524 | 7.4364 | 208.25 | 640.9048 | 56.2687 | 224.1903 | 304.3303 | 129.1835
[48 empty] | 573 | 161.8421 | 70.8937 | 162.55 | 140.3524 | 7.4364 | 208.25 | 640.9048 | 56.2687 | 224.1903 | 304.3303 | 129.1835
[48 empty] | 574 | 161.8421 | 70.8937 | 162.55 | 140.3524 | 7.4364 | 208.25 | 640.9048 | 56.2687 | 224.1903 | 304.3303 | 129.1835
[48 empty] | 575 | 161.8421 | 70.8937 | 162.55 | 140.3524 | 7.4364 | 208.25 | 640.9048 | 56.2687 | 224.1903 | 304.3303 | 129.1835
[48 empty] | 576 | 161.8421 | 70.8937 | 162.55 | 140.3524 | 7.4364 | 208.25 | 640.9048 | 56.2687 | 224.1903 | 304.3303 | 129.1835
[48 empty] | 577 | 159.8947 | 70.0563 | 160.95 | 138.4762 | 7.2857 | 205.4 | 633.8095 | 55.5237 | 225.7298 | 297.0348 | 129.4047
[48 empty] | 578 | 159.8947 | 70.0563 | 160.95 | 138.4762 | 7.2857 | 205.4 | 633.8095 | 55.5237 | 225.7298 | 297.0348 | 129.4047
[48 empty] | 579 | 159.8947 | 70.0563 | 160.95 | 138.4762 | 7.2857 | 205.4 | 633.8095 | 55.5237 | 225.7298 | 297.0348 | 129.4047
[48 empty] | 580 | 159.8947 | 70.0563 | 160.95 | 138.4762 | 7.2857 | 205.4 | 633.8095 | 55.5237 | 225.7298 | 297.0348 | 129.4047
[48 empty] | 581 | 159.8947 | 70.0563 | 160.95 | 138.4762 | 7.2857 | 205.4 | 633.8095 | 55.5237 | 225.7298 | 297.0348 | 129.4047
[48 empty] | 582 | 159.8947 | 70.0563 | 160.95 | 138.4762 | 7.2857 | 205.4 | 633.8095 | 55.5237 | 225.7298 | 297.0348 | 129.4047
[48 empty] | 583 | 159.8947 | 70.0563 | 160.95 | 138.4762 | 7.2857 | 205.4 | 633.8095 | 55.5237 | 225.7298 | 297.0348 | 129.4047
[48 empty] | 584 | 159.8947 | 70.0563 | 160.95 | 138.4762 | 7.2857 | 205.4 | 633.8095 | 55.5237 | 225.7298 | 297.0348 | 129.4047
[48 empty] | 585 | 159.8947 | 70.0563 | 160.95 | 138.4762 | 7.2857 | 205.4 | 633.8095 | 55.5237 | 225.7298 | 297.0348 | 129.4047
[48 empty] | 586 | 159.8947 | 70.0563 | 160.95 | 138.4762 | 7.2857 | 205.4 | 633.8095 | 55.5237 | 225.7298 | 297.0348 | 129.4047
[48 empty] | 587 | 159.8947 | 70.0563 | 160.95 | 138.4762 | 7.2857 | 205.4 | 633.8095 | 55.5237 | 225.7298 | 297.0348 | 129.4047
[48 empty] | 588 | 159.8947 | 70.0563 | 160.95 | 138.4762 | 7.2857 | 205.4 | 633.8095 | 55.5237 | 225.7298 | 297.0348 | 129.4047
[48 empty] | 589 | 159.8947 | 70.0563 | 160.95 | 138.4762 | 7.2857 | 205.4 | 633.8095 | 55.5237 | 225.7298 | 297.0348 | 129.4047
[48 empty] | 590 | 159.8947 | 70.0563 | 160.95 | 138.4762 | 7.2857 | 205.4 | 633.8095 | 55.5237 | 225.7298 | 297.0348 | 129.4047
[48 empty] | 591 | 159.8947 | 70.0563 | 160.95 | 138.4762 | 7.2857 | 205.4 | 633.8095 | 55.5237 | 225.7298 | 297.0348 | 129.4047
[48 empty] | 592 | 159.8947 | 70.0563 | 160.95 | 138.4762 | 7.2857 | 205.4 | 633.8095 | 55.5237 | 225.7298 | 297.0348 | 129.4047
[48 empty] | 593 | 159.8947 | 70.0563 | 160.95 | 138.4762 | 7.2857 | 205.4 | 633.8095 | 55.5237 | 225.7298 | 297.0348 | 129.4047
[48 empty] | 594 | 159.8947 | 70.0563 | 160.95 | 138.4762 | 7.2857 | 205.4 | 633.8095 | 55.5237 | 225.7298 | 297.0348 | 129.4047
[48 empty] | 595 | 159.8947 | 70.0563 | 160.95 | 138.4762 | 7.2857 | 205.4 | 633.8095 | 55.5237 | 225.7298 | 297.0348 | 129.4047
[48 empty] | 596 | 159.8947 | 70.0563 | 160.95 | 138.4762 | 7.2857 | 205.4 | 633.8095 | 55.5237 | 225.7298 | 297.0348 | 129.4047
[48 empty] | 597 | 159.8947 | 70.0563 | 160.95 | 138.4762 | 7.2857 | 205.4 | 633.8095 | 55.5237 | 225.7298 | 297.0348 | 129.4047
[48 empty] | 598 | 159.8947 | 70.0563 | 160.95 | 138.4762 | 7.2857 | 205.4 | 633.8095 | 55.5237 | 225.7298 | 297.0348 | 129.4047
[48 empty] | 599 | 159.8947 | 70.0563 | 160.95 | 138.4762 | 7.2857 | 205.4 | 633.8095 | 55.5237 | 225.7298 | 297.0348 | 129.4047
[48 empty] | 600 | 159.8947 | 70.0563 | 160.95 | 138.4762 | 7.2857 | 205.4 | 633.8095 | 55.5237 | 225.7298 | 297.0348 | 129.4047
[48 empty] | 601 | 158.3158 | 69.1813 | 159.45 | 136.9571 | 7.1743 | 203.05 | 628 | 54.7975 | 225.2603 | 263.8923 | 130.9235
[48 empty] | 602 | 158.3158 | 69.1813 | 159.45 | 136.9571 | 7.1743 | 203.05 | 628 | 54.7975 | 225.2603 | 263.8923 | 130.9235
[48 empty] | 603 | 158.3158 | 69.1813 | 159.45 | 136.9571 | 7.1743 | 203.05 | 628 | 54.7975 | 225.2603 | 263.8923 | 130.9235
[48 empty] | 604 | 158.3158 | 69.1813 | 159.45 | 136.9571 | 7.1743 | 203.05 | 628 | 54.7975 | 225.2603 | 263.8923 | 130.9235
[48 empty] | 605 | 158.3158 | 69.1813 | 159.45 | 136.9571 | 7.1743 | 203.05 | 628 | 54.7975 | 225.2603 | 263.8923 | 130.9235
[48 empty] | 606 | 158.3158 | 69.1813 | 159.45 | 136.9571 | 7.1743 | 203.05 | 628 | 54.7975 | 225.2603 | 263.8923 | 130.9235
[48 empty] | 607 | 158.3158 | 69.1813 | 159.45 | 136.9571 | 7.1743 | 203.05 | 628 | 54.7975 | 225.2603 | 263.8923 | 130.9235
[48 empty] | 608 | 158.3158 | 69.1813 | 159.45 | 136.9571 | 7.1743 | 203.05 | 628 | 54.7975 | 225.2603 | 263.8923 | 130.9235
[48 empty] | 609 | 158.3158 | 69.1813 | 159.45 | 136.9571 | 7.1743 | 203.05 | 628 | 54.7975 | 225.2603 | 263.8923 | 130.9235
[48 empty] | 610 | 158.3158 | 69.1813 | 159.45 | 136.9571 | 7.1743 | 203.05 | 628 | 54.7975 | 225.2603 | 263.8923 | 130.9235
[48 empty] | 611 | 158.3158 | 69.1813 | 159.45 | 136.9571 | 7.1743 | 203.05 | 628 | 54.7975 | 225.2603 | 263.8923 | 130.9235
[48 empty] | 612 | 158.3158 | 69.1813 | 159.45 | 136.9571 | 7.1743 | 203.05 | 628 | 54.7975 | 225.2603 | 263.8923 | 130.9235
[48 empty] | 613 | 158.3158 | 69.1813 | 159.45 | 136.9571 | 7.1743 | 203.05 | 628 | 54.7975 | 225.2603 | 263.8923 | 130.9235
[48 empty] | 614 | 158.3158 | 69.1813 | 159.45 | 136.9571 | 7.1743 | 203.05 | 628 | 54.7975 | 225.2603 | 263.8923 | 130.9235
[48 empty] | 615 | 158.3158 | 69.1813 | 159.45 | 136.9571 | 7.1743 | 203.05 | 628 | 54.7975 | 225.2603 | 263.8923 | 130.9235
[48 empty] | 616 | 158.3158 | 69.1813 | 159.45 | 136.9571 | 7.1743 | 203.05 | 628 | 54.7975 | 225.2603 | 263.8923 | 130.9235
[48 empty] | 617 | 158.3158 | 69.1813 | 159.45 | 136.9571 | 7.1743 | 203.05 | 628 | 54.7975 | 225.2603 | 263.8923 | 130.9235
[48 empty] | 618 | 158.3158 | 69.1813 | 159.45 | 136.9571 | 7.1743 | 203.05 | 628 | 54.7975 | 225.2603 | 263.8923 | 130.9235
[48 empty] | 619 | 158.3158 | 69.1813 | 159.45 | 136.9571 | 7.1743 | 203.05 | 628 | 54.7975 | 225.2603 | 263.8923 | 130.9235
[48 empty] | 620 | 158.3158 | 69.1813 | 159.45 | 136.9571 | 7.1743 | 203.05 | 628 | 54.7975 | 225.2603 | 263.8923 | 130.9235
[48 empty] | 621 | 158.3158 | 69.1813 | 159.45 | 136.9571 | 7.1743 | 203.05 | 628 | 54.7975 | 225.2603 | 263.8923 | 130.9235
[48 empty] | 622 | 158.3158 | 69.1813 | 159.45 | 136.9571 | 7.1743 | 203.05 | 628 | 54.7975 | 225.2603 | 263.8923 | 130.9235
[48 empty] | 623 | 158.3158 | 69.1813 | 159.45 | 136.9571 | 7.1743 | 203.05 | 628 | 54.7975 | 225.2603 | 263.8923 | 130.9235
[48 empty] | 624 | 158.3158 | 69.1813 | 159.45 | 136.9571 | 7.1743 | 203.05 | 628 | 54.7975 | 225.2603 | 263.8923 | 130.9235
[48 empty] | 625 | 156.4211 | 68.3375 | 158 | 135.3143 | 7.0336 | 200.25 | 623.619 | 54.1206 | 225.2307 | 265.7063 | 131.9747
[48 empty] | 626 | 156.4211 | 68.3375 | 158 | 135.3143 | 7.0336 | 200.25 | 623.619 | 54.1206 | 225.2307 | 265.7063 | 131.9747
[48 empty] | 627 | 156.4211 | 68.3375 | 158 | 135.3143 | 7.0336 | 200.25 | 623.619 | 54.1206 | 225.2307 | 265.7063 | 131.9747
[48 empty] | 628 | 156.4211 | 68.3375 | 158 | 135.3143 | 7.0336 | 200.25 | 623.619 | 54.1206 | 225.2307 | 265.7063 | 131.9747
[48 empty] | 629 | 156.4211 | 68.3375 | 158 | 135.3143 | 7.0336 | 200.25 | 623.619 | 54.1206 | 225.2307 | 265.7063 | 131.9747
[48 empty] | 630 | 156.4211 | 68.3375 | 158 | 135.3143 | 7.0336 | 200.25 | 623.619 | 54.1206 | 225.2307 | 265.7063 | 131.9747
[48 empty] | 631 | 156.4211 | 68.3375 | 158 | 135.3143 | 7.0336 | 200.25 | 623.619 | 54.1206 | 225.2307 | 265.7063 | 131.9747
[48 empty] | 632 | 156.4211 | 68.3375 | 158 | 135.3143 | 7.0336 | 200.25 | 623.619 | 54.1206 | 225.2307 | 265.7063 | 131.9747
[48 empty] | 633 | 156.4211 | 68.3375 | 158 | 135.3143 | 7.0336 | 200.25 | 623.619 | 54.1206 | 225.2307 | 265.7063 | 131.9747
[48 empty] | 634 | 156.4211 | 68.3375 | 158 | 135.3143 | 7.0336 | 200.25 | 623.619 | 54.1206 | 225.2307 | 265.7063 | 131.9747
[48 empty] | 635 | 156.4211 | 68.3375 | 158 | 135.3143 | 7.0336 | 200.25 | 623.619 | 54.1206 | 225.2307 | 265.7063 | 131.9747
[48 empty] | 636 | 156.4211 | 68.3375 | 158 | 135.3143 | 7.0336 | 200.25 | 623.619 | 54.1206 | 225.2307 | 265.7063 | 131.9747
[48 empty] | 637 | 156.4211 | 68.3375 | 158 | 135.3143 | 7.0336 | 200.25 | 623.619 | 54.1206 | 225.2307 | 265.7063 | 131.9747
[48 empty] | 638 | 156.4211 | 68.3375 | 158 | 135.3143 | 7.0336 | 200.25 | 623.619 | 54.1206 | 225.2307 | 265.7063 | 131.9747
[48 empty] | 639 | 156.4211 | 68.3375 | 158 | 135.3143 | 7.0336 | 200.25 | 623.619 | 54.1206 | 225.2307 | 265.7063 | 131.9747
[48 empty] | 640 | 156.4211 | 68.3375 | 158 | 135.3143 | 7.0336 | 200.25 | 623.619 | 54.1206 | 225.2307 | 265.7063 | 131.9747
[48 empty] | 641 | 156.4211 | 68.3375 | 158 | 135.3143 | 7.0336 | 200.25 | 623.619 | 54.1206 | 225.2307 | 265.7063 | 131.9747
[48 empty] | 642 | 156.4211 | 68.3375 | 158 | 135.3143 | 7.0336 | 200.25 | 623.619 | 54.1206 | 225.2307 | 265.7063 | 131.9747
[48 empty] | 643 | 156.4211 | 68.3375 | 158 | 135.3143 | 7.0336 | 200.25 | 623.619 | 54.1206 | 225.2307 | 265.7063 | 131.9747
[48 empty] | 644 | 156.4211 | 68.3375 | 158 | 135.3143 | 7.0336 | 200.25 | 623.619 | 54.1206 | 225.2307 | 265.7063 | 131.9747
[48 empty] | 645 | 156.4211 | 68.3375 | 158 | 135.3143 | 7.0336 | 200.25 | 623.619 | 54.1206 | 225.2307 | 265.7063 | 131.9747
[48 empty] | 646 | 156.4211 | 68.3375 | 158 | 135.3143 | 7.0336 | 200.25 | 623.619 | 54.1206 | 225.2307 | 265.7063 | 131.9747
[48 empty] | 647 | 156.4211 | 68.3375 | 158 | 135.3143 | 7.0336 | 200.25 | 623.619 | 54.1206 | 225.2307 | 265.7063 | 131.9747
[48 empty] | 648 | 156.4211 | 68.3375 | 158 | 135.3143 | 7.0336 | 200.25 | 623.619 | 54.1206 | 225.2307 | 265.7063 | 131.9747
[48 empty] | 649 | 154.5263 | 67.6688 | 156.7 | 133.9857 | 6.9064 | 197.65 | 617.7143 | 53.4181 | 225.3369 | 271.9791 | 132.7903
[48 empty] | 650 | 154.5263 | 67.6688 | 156.7 | 133.9857 | 6.9064 | 197.65 | 617.7143 | 53.4181 | 225.3369 | 271.9791 | 132.7903
[48 empty] | 651 | 154.5263 | 67.6688 | 156.7 | 133.9857 | 6.9064 | 197.65 | 617.7143 | 53.4181 | 225.3369 | 271.9791 | 132.7903
[48 empty] | 652 | 154.5263 | 67.6688 | 156.7 | 133.9857 | 6.9064 | 197.65 | 617.7143 | 53.4181 | 225.3369 | 271.9791 | 132.7903
[48 empty] | 653 | 154.5263 | 67.6688 | 156.7 | 133.9857 | 6.9064 | 197.65 | 617.7143 | 53.4181 | 225.3369 | 271.9791 | 132.7903
[48 empty] | 654 | 154.5263 | 67.6688 | 156.7 | 133.9857 | 6.9064 | 197.65 | 617.7143 | 53.4181 | 225.3369 | 271.9791 | 132.7903
[48 empty] | 655 | 154.5263 | 67.6688 | 156.7 | 133.9857 | 6.9064 | 197.65 | 617.7143 | 53.4181 | 225.3369 | 271.9791 | 132.7903
[48 empty] | 656 | 154.5263 | 67.6688 | 156.7 | 133.9857 | 6.9064 | 197.65 | 617.7143 | 53.4181 | 225.3369 | 271.9791 | 132.7903
[48 empty] | 657 | 154.5263 | 67.6688 | 156.7 | 133.9857 | 6.9064 | 197.65 | 617.7143 | 53.4181 | 225.3369 | 271.9791 | 132.7903
[48 empty] | 658 | 154.5263 | 67.6688 | 156.7 | 133.9857 | 6.9064 | 197.65 | 617.7143 | 53.4181 | 225.3369 | 271.9791 | 132.7903
[48 empty] | 659 | 154.5263 | 67.6688 | 156.7 | 133.9857 | 6.9064 | 197.65 | 617.7143 | 53.4181 | 225.3369 | 271.9791 | 132.7903
[48 empty] | 660 | 154.5263 | 67.6688 | 156.7 | 133.9857 | 6.9064 | 197.65 | 617.7143 | 53.4181 | 225.3369 | 271.9791 | 132.7903
[48 empty] | 661 | 154.5263 | 67.6688 | 156.7 | 133.9857 | 6.9064 | 197.65 | 617.7143 | 53.4181 | 225.3369 | 271.9791 | 132.7903
[48 empty] | 662 | 154.5263 | 67.6688 | 156.7 | 133.9857 | 6.9064 | 197.65 | 617.7143 | 53.4181 | 225.3369 | 271.9791 | 132.7903
[48 empty] | 663 | 154.5263 | 67.6688 | 156.7 | 133.9857 | 6.9064 | 197.65 | 617.7143 | 53.4181 | 225.3369 | 271.9791 | 132.7903
[48 empty] | 664 | 154.5263 | 67.6688 | 156.7 | 133.9857 | 6.9064 | 197.65 | 617.7143 | 53.4181 | 225.3369 | 271.9791 | 132.7903
[48 empty] | 665 | 154.5263 | 67.6688 | 156.7 | 133.9857 | 6.9064 | 197.65 | 617.7143 | 53.4181 | 225.3369 | 271.9791 | 132.7903
[48 empty] | 666 | 154.5263 | 67.6688 | 156.7 | 133.9857 | 6.9064 | 197.65 | 617.7143 | 53.4181 | 225.3369 | 271.9791 | 132.7903
[48 empty] | 667 | 154.5263 | 67.6688 | 156.7 | 133.9857 | 6.9064 | 197.65 | 617.7143 | 53.4181 | 225.3369 | 271.9791 | 132.7903
[48 empty] | 668 | 154.5263 | 67.6688 | 156.7 | 133.9857 | 6.9064 | 197.65 | 617.7143 | 53.4181 | 225.3369 | 271.9791 | 132.7903
[48 empty] | 669 | 154.5263 | 67.6688 | 156.7 | 133.9857 | 6.9064 | 197.65 | 617.7143 | 53.4181 | 225.3369 | 271.9791 | 132.7903
[48 empty] | 670 | 154.5263 | 67.6688 | 156.7 | 133.9857 | 6.9064 | 197.65 | 617.7143 | 53.4181 | 225.3369 | 271.9791 | 132.7903
[48 empty] | 671 | 154.5263 | 67.6688 | 156.7 | 133.9857 | 6.9064 | 197.65 | 617.7143 | 53.4181 | 225.3369 | 271.9791 | 132.7903
[48 empty] | 672 | 154.5263 | 67.6688 | 156.7 | 133.9857 | 6.9064 | 197.65 | 617.7143 | 53.4181 | 225.3369 | 271.9791 | 132.7903
[48 empty] | 673 | 153.4737 | 66.8875 | 155.335 | 132.3762 | 6.8 | 195.3 | 612.9048 | 52.8862 | 223.462 | 252.9641 | 133.118
[48 empty] | 674 | 153.4737 | 66.8875 | 155.335 | 132.3762 | 6.8 | 195.3 | 612.9048 | 52.8862 | 223.462 | 252.9641 | 133.118
[48 empty] | 675 | 153.4737 | 66.8875 | 155.335 | 132.3762 | 6.8 | 195.3 | 612.9048 | 52.8862 | 223.462 | 252.9641 | 133.118
[48 empty] | 676 | 153.4737 | 66.8875 | 155.335 | 132.3762 | 6.8 | 195.3 | 612.9048 | 52.8862 | 223.462 | 252.9641 | 133.118
[48 empty] | 677 | 153.4737 | 66.8875 | 155.335 | 132.3762 | 6.8 | 195.3 | 612.9048 | 52.8862 | 223.462 | 252.9641 | 133.118
[48 empty] | 678 | 153.4737 | 66.8875 | 155.335 | 132.3762 | 6.8 | 195.3 | 612.9048 | 52.8862 | 223.462 | 252.9641 | 133.118
[48 empty] | 679 | 153.4737 | 66.8875 | 155.335 | 132.3762 | 6.8 | 195.3 | 612.9048 | 52.8862 | 223.462 | 252.9641 | 133.118
[48 empty] | 680 | 153.4737 | 66.8875 | 155.335 | 132.3762 | 6.8 | 195.3 | 612.9048 | 52.8862 | 223.462 | 252.9641 | 133.118
[48 empty] | 681 | 153.4737 | 66.8875 | 155.335 | 132.3762 | 6.8 | 195.3 | 612.9048 | 52.8862 | 223.462 | 252.9641 | 133.118
[48 empty] | 682 | 153.4737 | 66.8875 | 155.335 | 132.3762 | 6.8 | 195.3 | 612.9048 | 52.8862 | 223.462 | 252.9641 | 133.118
[48 empty] | 683 | 153.4737 | 66.8875 | 155.335 | 132.3762 | 6.8 | 195.3 | 612.9048 | 52.8862 | 223.462 | 252.9641 | 133.118
[48 empty] | 684 | 153.4737 | 66.8875 | 155.335 | 132.3762 | 6.8 | 195.3 | 612.9048 | 52.8862 | 223.462 | 252.9641 | 133.118
[48 empty] | 685 | 153.4737 | 66.8875 | 155.335 | 132.3762 | 6.8 | 195.3 | 612.9048 | 52.8862 | 223.462 | 252.9641 | 133.118
[48 empty] | 686 | 153.4737 | 66.8875 | 155.335 | 132.3762 | 6.8 | 195.3 | 612.9048 | 52.8862 | 223.462 | 252.9641 | 133.118
[48 empty] | 687 | 153.4737 | 66.8875 | 155.335 | 132.3762 | 6.8 | 195.3 | 612.9048 | 52.8862 | 223.462 | 252.9641 | 133.118
[48 empty] | 688 | 153.4737 | 66.8875 | 155.335 | 132.3762 | 6.8 | 195.3 | 612.9048 | 52.8862 | 223.462 | 252.9641 | 133.118
[48 empty] | 689 | 153.4737 | 66.8875 | 155.335 | 132.3762 | 6.8 | 195.3 | 612.9048 | 52.8862 | 223.462 | 252.9641 | 133.118
[48 empty] | 690 | 153.4737 | 66.8875 | 155.335 | 132.3762 | 6.8 | 195.3 | 612.9048 | 52.8862 | 223.462 | 252.9641 | 133.118
[48 empty] | 691 | 153.4737 | 66.8875 | 155.335 | 132.3762 | 6.8 | 195.3 | 612.9048 | 52.8862 | 223.462 | 252.9641 | 133.118
[48 empty] | 692 | 153.4737 | 66.8875 | 155.335 | 132.3762 | 6.8 | 195.3 | 612.9048 | 52.8862 | 223.462 | 252.9641 | 133.118
[48 empty] | 693 | 153.4737 | 66.8875 | 155.335 | 132.3762 | 6.8 | 195.3 | 612.9048 | 52.8862 | 223.462 | 252.9641 | 133.118
[48 empty] | 694 | 153.4737 | 66.8875 | 155.335 | 132.3762 | 6.8 | 195.3 | 612.9048 | 52.8862 | 223.462 | 252.9641 | 133.118
[48 empty] | 695 | 153.4737 | 66.8875 | 155.335 | 132.3762 | 6.8 | 195.3 | 612.9048 | 52.8862 | 223.462 | 252.9641 | 133.118
[48 empty] | 696 | 153.4737 | 66.8875 | 155.335 | 132.3762 | 6.8 | 195.3 | 612.9048 | 52.8862 | 223.462 | 252.9641 | 133.118
[48 empty] | 697 | 151.6316 | 66.1875 | 154.17 | 131.1429 | 6.675 | 192.8 | 608.4286 | 52.2662 | 219.7238 | 243.779 | 130.6681
[48 empty] | 698 | 151.6316 | 66.1875 | 154.17 | 131.1429 | 6.675 | 192.8 | 608.4286 | 52.2662 | 219.7238 | 243.779 | 130.6681
[48 empty] | 699 | 151.6316 | 66.1875 | 154.17 | 131.1429 | 6.675 | 192.8 | 608.4286 | 52.2662 | 219.7238 | 243.779 | 130.6681
[48 empty] | 700 | 151.6316 | 66.1875 | 154.17 | 131.1429 | 6.675 | 192.8 | 608.4286 | 52.2662 | 219.7238 | 243.779 | 130.6681
[48 empty] | 701 | 151.6316 | 66.1875 | 154.17 | 131.1429 | 6.675 | 192.8 | 608.4286 | 52.2662 | 219.7238 | 243.779 | 130.6681
[48 empty] | 702 | 151.6316 | 66.1875 | 154.17 | 131.1429 | 6.675 | 192.8 | 608.4286 | 52.2662 | 219.7238 | 243.779 | 130.6681
[48 empty] | 703 | 151.6316 | 66.1875 | 154.17 | 131.1429 | 6.675 | 192.8 | 608.4286 | 52.2662 | 219.7238 | 243.779 | 130.6681
[48 empty] | 704 | 151.6316 | 66.1875 | 154.17 | 131.1429 | 6.675 | 192.8 | 608.4286 | 52.2662 | 219.7238 | 243.779 | 130.6681
[48 empty] | 705 | 151.6316 | 66.1875 | 154.17 | 131.1429 | 6.675 | 192.8 | 608.4286 | 52.2662 | 219.7238 | 243.779 | 130.6681
[48 empty] | 706 | 151.6316 | 66.1875 | 154.17 | 131.1429 | 6.675 | 192.8 | 608.4286 | 52.2662 | 219.7238 | 243.779 | 130.6681
[48 empty] | 707 | 151.6316 | 66.1875 | 154.17 | 131.1429 | 6.675 | 192.8 | 608.4286 | 52.2662 | 219.7238 | 243.779 | 130.6681
[48 empty] | 708 | 151.6316 | 66.1875 | 154.17 | 131.1429 | 6.675 | 192.8 | 608.4286 | 52.2662 | 219.7238 | 243.779 | 130.6681
[48 empty] | 709 | 151.6316 | 66.1875 | 154.17 | 131.1429 | 6.675 | 192.8 | 608.4286 | 52.2662 | 219.7238 | 243.779 | 130.6681
[48 empty] | 710 | 151.6316 | 66.1875 | 154.17 | 131.1429 | 6.675 | 192.8 | 608.4286 | 52.2662 | 219.7238 | 243.779 | 130.6681
[48 empty] | 711 | 151.6316 | 66.1875 | 154.17 | 131.1429 | 6.675 | 192.8 | 608.4286 | 52.2662 | 219.7238 | 243.779 | 130.6681
[48 empty] | 712 | 151.6316 | 66.1875 | 154.17 | 131.1429 | 6.675 | 192.8 | 608.4286 | 52.2662 | 219.7238 | 243.779 | 130.6681
[48 empty] | 713 | 151.6316 | 66.1875 | 154.17 | 131.1429 | 6.675 | 192.8 | 608.4286 | 52.2662 | 219.7238 | 243.779 | 130.6681
[48 empty] | 714 | 151.6316 | 66.1875 | 154.17 | 131.1429 | 6.675 | 192.8 | 608.4286 | 52.2662 | 219.7238 | 243.779 | 130.6681
[48 empty] | 715 | 151.6316 | 66.1875 | 154.17 | 131.1429 | 6.675 | 192.8 | 608.4286 | 52.2662 | 219.7238 | 243.779 | 130.6681
[48 empty] | 716 | 151.6316 | 66.1875 | 154.17 | 131.1429 | 6.675 | 192.8 | 608.4286 | 52.2662 | 219.7238 | 243.779 | 130.6681
[48 empty] | 717 | 151.6316 | 66.1875 | 154.17 | 131.1429 | 6.675 | 192.8 | 608.4286 | 52.2662 | 219.7238 | 243.779 | 130.6681
[48 empty] | 718 | 151.6316 | 66.1875 | 154.17 | 131.1429 | 6.675 | 192.8 | 608.4286 | 52.2662 | 219.7238 | 243.779 | 130.6681
[48 empty] | 719 | 151.6316 | 66.1875 | 154.17 | 131.1429 | 6.675 | 192.8 | 608.4286 | 52.2662 | 219.7238 | 243.779 | 130.6681
[48 empty] | 720 | 151.6316 | 66.1875 | 154.17 | 131.1429 | 6.675 | 192.8 | 608.4286 | 52.2662 | 219.7238 | 243.779 | 130.6681
[48 empty] | 721 | 150.0526 | 65.6562 | 152.87 | 129.7095 | 6.658 | 190.6 | 604.0476 | 51.6713 | 215.4815 | 251.3861 | 129.4346
[48 empty] | 722 | 150.0526 | 65.6562 | 152.87 | 129.7095 | 6.658 | 190.6 | 604.0476 | 51.6713 | 215.4815 | 251.3861 | 129.4346
[48 empty] | 723 | 150.0526 | 65.6562 | 152.87 | 129.7095 | 6.658 | 190.6 | 604.0476 | 51.6713 | 215.4815 | 251.3861 | 129.4346
[48 empty] | 724 | 150.0526 | 65.6562 | 152.87 | 129.7095 | 6.658 | 190.6 | 604.0476 | 51.6713 | 215.4815 | 251.3861 | 129.4346
[48 empty] | 725 | 150.0526 | 65.6562 | 152.87 | 129.7095 | 6.658 | 190.6 | 604.0476 | 51.6713 | 215.4815 | 251.3861 | 129.4346
[48 empty] | 726 | 150.0526 | 65.6562 | 152.87 | 129.7095 | 6.658 | 190.6 | 604.0476 | 51.6713 | 215.4815 | 251.3861 | 129.4346
[48 empty] | 727 | 150.0526 | 65.6562 | 152.87 | 129.7095 | 6.658 | 190.6 | 604.0476 | 51.6713 | 215.4815 | 251.3861 | 129.4346
[48 empty] | 728 | 150.0526 | 65.6562 | 152.87 | 129.7095 | 6.658 | 190.6 | 604.0476 | 51.6713 | 215.4815 | 251.3861 | 129.4346
[48 empty] | 729 | 150.0526 | 65.6562 | 152.87 | 129.7095 | 6.658 | 190.6 | 604.0476 | 51.6713 | 215.4815 | 251.3861 | 129.4346
[48 empty] | 730 | 150.0526 | 65.6562 | 152.87 | 129.7095 | 6.658 | 190.6 | 604.0476 | 51.6713 | 215.4815 | 251.3861 | 129.4346
[48 empty] | 731 | 150.0526 | 65.6562 | 152.87 | 129.7095 | 6.658 | 190.6 | 604.0476 | 51.6713 | 215.4815 | 251.3861 | 129.4346
[48 empty] | 732 | 150.0526 | 65.6562 | 152.87 | 129.7095 | 6.658 | 190.6 | 604.0476 | 51.6713 | 215.4815 | 251.3861 | 129.4346
[48 empty] | 733 | 150.0526 | 65.6562 | 152.87 | 129.7095 | 6.658 | 190.6 | 604.0476 | 51.6713 | 215.4815 | 251.3861 | 129.4346
[48 empty] | 734 | 150.0526 | 65.6562 | 152.87 | 129.7095 | 6.658 | 190.6 | 604.0476 | 51.6713 | 215.4815 | 251.3861 | 129.4346
[48 empty] | 735 | 150.0526 | 65.6562 | 152.87 | 129.7095 | 6.658 | 190.6 | 604.0476 | 51.6713 | 215.4815 | 251.3861 | 129.4346
[48 empty] | 736 | 150.0526 | 65.6562 | 152.87 | 129.7095 | 6.658 | 190.6 | 604.0476 | 51.6713 | 215.4815 | 251.3861 | 129.4346
[48 empty] | 737 | 150.0526 | 65.6562 | 152.87 | 129.7095 | 6.658 | 190.6 | 604.0476 | 51.6713 | 215.4815 | 251.3861 | 129.4346
[48 empty] | 738 | 150.0526 | 65.6562 | 152.87 | 129.7095 | 6.658 | 190.6 | 604.0476 | 51.6713 | 215.4815 | 251.3861 | 129.4346
[48 empty] | 739 | 150.0526 | 65.6562 | 152.87 | 129.7095 | 6.658 | 190.6 | 604.0476 | 51.6713 | 215.4815 | 251.3861 | 129.4346
[48 empty] | 740 | 150.0526 | 65.6562 | 152.87 | 129.7095 | 6.658 | 190.6 | 604.0476 | 51.6713 | 215.4815 | 251.3861 | 129.4346
[48 empty] | 741 | 150.0526 | 65.6562 | 152.87 | 129.7095 | 6.658 | 190.6 | 604.0476 | 51.6713 | 215.4815 | 251.3861 | 129.4346
[48 empty] | 742 | 150.0526 | 65.6562 | 152.87 | 129.7095 | 6.658 | 190.6 | 604.0476 | 51.6713 | 215.4815 | 251.3861 | 129.4346
[48 empty] | 743 | 150.0526 | 65.6562 | 152.87 | 129.7095 | 6.658 | 190.6 | 604.0476 | 51.6713 | 215.4815 | 251.3861 | 129.4346
[48 empty] | 744 | 150.0526 | 65.6562 | 152.87 | 129.7095 | 6.658 | 190.6 | 604.0476 | 51.6713 | 215.4815 | 251.3861 | 129.4346
[48 empty] | 745 | 148.5789 | 65.025 | 151.42 | 128.5381 | 6.4393 | 188.55 | 600.1429 | 51.0838 | 215.6165 | 263.1515 | 129.5333
[48 empty] | 746 | 148.5789 | 65.025 | 151.42 | 128.5381 | 6.4393 | 188.55 | 600.1429 | 51.0838 | 215.6165 | 263.1515 | 129.5333
[48 empty] | 747 | 148.5789 | 65.025 | 151.42 | 128.5381 | 6.4393 | 188.55 | 600.1429 | 51.0838 | 215.6165 | 263.1515 | 129.5333
[48 empty] | 748 | 148.5789 | 65.025 | 151.42 | 128.5381 | 6.4393 | 188.55 | 600.1429 | 51.0838 | 215.6165 | 263.1515 | 129.5333
[48 empty] | 749 | 148.5789 | 65.025 | 151.42 | 128.5381 | 6.4393 | 188.55 | 600.1429 | 51.0838 | 215.6165 | 263.1515 | 129.5333
[48 empty] | 750 | 148.5789 | 65.025 | 151.42 | 128.5381 | 6.4393 | 188.55 | 600.1429 | 51.0838 | 215.6165 | 263.1515 | 129.5333
[48 empty] | 751 | 148.5789 | 65.025 | 151.42 | 128.5381 | 6.4393 | 188.55 | 600.1429 | 51.0838 | 215.6165 | 263.1515 | 129.5333
[48 empty] | 752 | 148.5789 | 65.025 | 151.42 | 128.5381 | 6.4393 | 188.55 | 600.1429 | 51.0838 | 215.6165 | 263.1515 | 129.5333
[48 empty] | 753 | 148.5789 | 65.025 | 151.42 | 128.5381 | 6.4393 | 188.55 | 600.1429 | 51.0838 | 215.6165 | 263.1515 | 129.5333
[48 empty] | 754 | 148.5789 | 65.025 | 151.42 | 128.5381 | 6.4393 | 188.55 | 600.1429 | 51.0838 | 215.6165 | 263.1515 | 129.5333
[48 empty] | 755 | 148.5789 | 65.025 | 151.42 | 128.5381 | 6.4393 | 188.55 | 600.1429 | 51.0838 | 215.6165 | 263.1515 | 129.5333
[48 empty] | 756 | 148.5789 | 65.025 | 151.42 | 128.5381 | 6.4393 | 188.55 | 600.1429 | 51.0838 | 215.6165 | 263.1515 | 129.5333
[48 empty] | 757 | 148.5789 | 65.025 | 151.42 | 128.5381 | 6.4393 | 188.55 | 600.1429 | 51.0838 | 215.6165 | 263.1515 | 129.5333
[48 empty] | 758 | 148.5789 | 65.025 | 151.42 | 128.5381 | 6.4393 | 188.55 | 600.1429 | 51.0838 | 215.6165 | 263.1515 | 129.5333
[48 empty] | 759 | 148.5789 | 65.025 | 151.42 | 128.5381 | 6.4393 | 188.55 | 600.1429 | 51.0838 | 215.6165 | 263.1515 | 129.5333
[48 empty] | 760 | 148.5789 | 65.025 | 151.42 | 128.5381 | 6.4393 | 188.55 | 600.1429 | 51.0838 | 215.6165 | 263.1515 | 129.5333
[48 empty] | 761 | 148.5789 | 65.025 | 151.42 | 128.5381 | 6.4393 | 188.55 | 600.1429 | 51.0838 | 215.6165 | 263.1515 | 129.5333
[48 empty] | 762 | 148.5789 | 65.025 | 151.42 | 128.5381 | 6.4393 | 188.55 | 600.1429 | 51.0838 | 215.6165 | 263.1515 | 129.5333
[48 empty] | 763 | 148.5789 | 65.025 | 151.42 | 128.5381 | 6.4393 | 188.55 | 600.1429 | 51.0838 | 215.6165 | 263.1515 | 129.5333
[48 empty] | 764 | 148.5789 | 65.025 | 151.42 | 128.5381 | 6.4393 | 188.55 | 600.1429 | 51.0838 | 215.6165 | 263.1515 | 129.5333
[48 empty] | 765 | 148.5789 | 65.025 | 151.42 | 128.5381 | 6.4393 | 188.55 | 600.1429 | 51.0838 | 215.6165 | 263.1515 | 129.5333
[48 empty] | 766 | 148.5789 | 65.025 | 151.42 | 128.5381 | 6.4393 | 188.55 | 600.1429 | 51.0838 | 215.6165 | 263.1515 | 129.5333
[48 empty] | 767 | 148.5789 | 65.025 | 151.42 | 128.5381 | 6.4393 | 188.55 | 600.1429 | 51.0838 | 215.6165 | 263.1515 | 129.5333
[48 empty] | 768 | 148.5789 | 65.025 | 151.42 | 128.5381 | 6.4393 | 188.55 | 600.1429 | 51.0838 | 215.6165 | 263.1515 | 129.5333
[48 empty] | 769 | 146.7895 | 64.35 | 150.155 | 127.3571 | 6.3271 | 186.15 | 595.5714 | 50.4769 | 214.5842 | 270.9187 | 130.1141
[48 empty] | 770 | 146.7895 | 64.35 | 150.155 | 127.3571 | 6.3271 | 186.15 | 595.5714 | 50.4769 | 214.5842 | 270.9187 | 130.1141
[48 empty] | 771 | 146.7895 | 64.35 | 150.155 | 127.3571 | 6.3271 | 186.15 | 595.5714 | 50.4769 | 214.5842 | 270.9187 | 130.1141
[48 empty] | 772 | 146.7895 | 64.35 | 150.155 | 127.3571 | 6.3271 | 186.15 | 595.5714 | 50.4769 | 214.5842 | 270.9187 | 130.1141
[48 empty] | 773 | 146.7895 | 64.35 | 150.155 | 127.3571 | 6.3271 | 186.15 | 595.5714 | 50.4769 | 214.5842 | 270.9187 | 130.1141
[48 empty] | 774 | 146.7895 | 64.35 | 150.155 | 127.3571 | 6.3271 | 186.15 | 595.5714 | 50.4769 | 214.5842 | 270.9187 | 130.1141
[48 empty] | 775 | 146.7895 | 64.35 | 150.155 | 127.3571 | 6.3271 | 186.15 | 595.5714 | 50.4769 | 214.5842 | 270.9187 | 130.1141
[48 empty] | 776 | 146.7895 | 64.35 | 150.155 | 127.3571 | 6.3271 | 186.15 | 595.5714 | 50.4769 | 214.5842 | 270.9187 | 130.1141
[48 empty] | 777 | 146.7895 | 64.35 | 150.155 | 127.3571 | 6.3271 | 186.15 | 595.5714 | 50.4769 | 214.5842 | 270.9187 | 130.1141
[48 empty] | 778 | 146.7895 | 64.35 | 150.155 | 127.3571 | 6.3271 | 186.15 | 595.5714 | 50.4769 | 214.5842 | 270.9187 | 130.1141
[48 empty] | 779 | 146.7895 | 64.35 | 150.155 | 127.3571 | 6.3271 | 186.15 | 595.5714 | 50.4769 | 214.5842 | 270.9187 | 130.1141
[48 empty] | 780 | 146.7895 | 64.35 | 150.155 | 127.3571 | 6.3271 | 186.15 | 595.5714 | 50.4769 | 214.5842 | 270.9187 | 130.1141
[48 empty] | 781 | 146.7895 | 64.35 | 150.155 | 127.3571 | 6.3271 | 186.15 | 595.5714 | 50.4769 | 214.5842 | 270.9187 | 130.1141
[48 empty] | 782 | 146.7895 | 64.35 | 150.155 | 127.3571 | 6.3271 | 186.15 | 595.5714 | 50.4769 | 214.5842 | 270.9187 | 130.1141
[48 empty] | 783 | 146.7895 | 64.35 | 150.155 | 127.3571 | 6.3271 | 186.15 | 595.5714 | 50.4769 | 214.5842 | 270.9187 | 130.1141
[48 empty] | 784 | 146.7895 | 64.35 | 150.155 | 127.3571 | 6.3271 | 186.15 | 595.5714 | 50.4769 | 214.5842 | 270.9187 | 130.1141
[48 empty] | 785 | 146.7895 | 64.35 | 150.155 | 127.3571 | 6.3271 | 186.15 | 595.5714 | 50.4769 | 214.5842 | 270.9187 | 130.1141
[48 empty] | 786 | 146.7895 | 64.35 | 150.155 | 127.3571 | 6.3271 | 186.15 | 595.5714 | 50.4769 | 214.5842 | 270.9187 | 130.1141
[48 empty] | 787 | 146.7895 | 64.35 | 150.155 | 127.3571 | 6.3271 | 186.15 | 595.5714 | 50.4769 | 214.5842 | 270.9187 | 130.1141
[48 empty] | 788 | 146.7895 | 64.35 | 150.155 | 127.3571 | 6.3271 | 186.15 | 595.5714 | 50.4769 | 214.5842 | 270.9187 | 130.1141
[48 empty] | 789 | 146.7895 | 64.35 | 150.155 | 127.3571 | 6.3271 | 186.15 | 595.5714 | 50.4769 | 214.5842 | 270.9187 | 130.1141
[48 empty] | 790 | 146.7895 | 64.35 | 150.155 | 127.3571 | 6.3271 | 186.15 | 595.5714 | 50.4769 | 214.5842 | 270.9187 | 130.1141
[48 empty] | 791 | 146.7895 | 64.35 | 150.155 | 127.3571 | 6.3271 | 186.15 | 595.5714 | 50.4769 | 214.5842 | 270.9187 | 130.1141
[48 empty] | 792 | 146.7895 | 64.35 | 150.155 | 127.3571 | 6.3271 | 186.15 | 595.5714 | 50.4769 | 214.5842 | 270.9187 | 130.1141
[48 empty] | 793 | 145.3684 | 63.5562 | 148.955 | 126.0762 | 6.126 | 184.55 | 590.7619 | 49.8969 | 213.227 | 271.5923 | 130.0711
[48 empty] | 794 | 145.3684 | 63.5562 | 148.955 | 126.0762 | 6.126 | 184.55 | 590.7619 | 49.8969 | 213.227 | 271.5923 | 130.0711
[48 empty] | 795 | 145.3684 | 63.5562 | 148.955 | 126.0762 | 6.126 | 184.55 | 590.7619 | 49.8969 | 213.227 | 271.5923 | 130.0711
[48 empty] | 796 | 145.3684 | 63.5562 | 148.955 | 126.0762 | 6.126 | 184.55 | 590.7619 | 49.8969 | 213.227 | 271.5923 | 130.0711
[48 empty] | 797 | 145.3684 | 63.5562 | 148.955 | 126.0762 | 6.126 | 184.55 | 590.7619 | 49.8969 | 213.227 | 271.5923 | 130.0711
[48 empty] | 798 | 145.3684 | 63.5562 | 148.955 | 126.0762 | 6.126 | 184.55 | 590.7619 | 49.8969 | 213.227 | 271.5923 | 130.0711
[48 empty] | 799 | 145.3684 | 63.5562 | 148.955 | 126.0762 | 6.126 | 184.55 | 590.7619 | 49.8969 | 213.227 | 271.5923 | 130.0711
[48 empty] | 800 | 145.3684 | 63.5562 | 148.955 | 126.0762 | 6.126 | 184.55 | 590.7619 | 49.8969 | 213.227 | 271.5923 | 130.0711
[48 empty] | 801 | 145.3684 | 63.5562 | 148.955 | 126.0762 | 6.126 | 184.55 | 590.7619 | 49.8969 | 213.227 | 271.5923 | 130.0711
[48 empty] | 802 | 145.3684 | 63.5562 | 148.955 | 126.0762 | 6.126 | 184.55 | 590.7619 | 49.8969 | 213.227 | 271.5923 | 130.0711
[48 empty] | 803 | 145.3684 | 63.5562 | 148.955 | 126.0762 | 6.126 | 184.55 | 590.7619 | 49.8969 | 213.227 | 271.5923 | 130.0711
[48 empty] | 804 | 145.3684 | 63.5562 | 148.955 | 126.0762 | 6.126 | 184.55 | 590.7619 | 49.8969 | 213.227 | 271.5923 | 130.0711
[48 empty] | 805 | 145.3684 | 63.5562 | 148.955 | 126.0762 | 6.126 | 184.55 | 590.7619 | 49.8969 | 213.227 | 271.5923 | 130.0711
[48 empty] | 806 | 145.3684 | 63.5562 | 148.955 | 126.0762 | 6.126 | 184.55 | 590.7619 | 49.8969 | 213.227 | 271.5923 | 130.0711
[48 empty] | 807 | 145.3684 | 63.5562 | 148.955 | 126.0762 | 6.126 | 184.55 | 590.7619 | 49.8969 | 213.227 | 271.5923 | 130.0711
[48 empty] | 808 | 145.3684 | 63.5562 | 148.955 | 126.0762 | 6.126 | 184.55 | 590.7619 | 49.8969 | 213.227 | 271.5923 | 130.0711
[48 empty] | 809 | 145.3684 | 63.5562 | 148.955 | 126.0762 | 6.126 | 184.55 | 590.7619 | 49.8969 | 213.227 | 271.5923 | 130.0711
[48 empty] | 810 | 145.3684 | 63.5562 | 148.955 | 126.0762 | 6.126 | 184.55 | 590.7619 | 49.8969 | 213.227 | 271.5923 | 130.0711
[48 empty] | 811 | 145.3684 | 63.5562 | 148.955 | 126.0762 | 6.126 | 184.55 | 590.7619 | 49.8969 | 213.227 | 271.5923 | 130.0711
[48 empty] | 812 | 145.3684 | 63.5562 | 148.955 | 126.0762 | 6.126 | 184.55 | 590.7619 | 49.8969 | 213.227 | 271.5923 | 130.0711
[48 empty] | 813 | 145.3684 | 63.5562 | 148.955 | 126.0762 | 6.126 | 184.55 | 590.7619 | 49.8969 | 213.227 | 271.5923 | 130.0711
[48 empty] | 814 | 145.3684 | 63.5562 | 148.955 | 126.0762 | 6.126 | 184.55 | 590.7619 | 49.8969 | 213.227 | 271.5923 | 130.0711
[48 empty] | 815 | 145.3684 | 63.5562 | 148.955 | 126.0762 | 6.126 | 184.55 | 590.7619 | 49.8969 | 213.227 | 271.5923 | 130.0711
[48 empty] | 816 | 145.3684 | 63.5562 | 148.955 | 126.0762 | 6.126 | 184.55 | 590.7619 | 49.8969 | 213.227 | 271.5923 | 130.0711
[48 empty] | 817 | 143.8421 | 62.9688 | 147.74 | 124.8 | 6.1357 | 182.4 | 585.8571 | 49.3244 | 213.7587 | 285.7688 | 130.4152
[48 empty] | 818 | 143.8421 | 62.9688 | 147.74 | 124.8 | 6.1357 | 182.4 | 585.8571 | 49.3244 | 213.7587 | 285.7688 | 130.4152
[48 empty] | 819 | 143.8421 | 62.9688 | 147.74 | 124.8 | 6.1357 | 182.4 | 585.8571 | 49.3244 | 213.7587 | 285.7688 | 130.4152
[48 empty] | 820 | 143.8421 | 62.9688 | 147.74 | 124.8 | 6.1357 | 182.4 | 585.8571 | 49.3244 | 213.7587 | 285.7688 | 130.4152
[48 empty] | 821 | 143.8421 | 62.9688 | 147.74 | 124.8 | 6.1357 | 182.4 | 585.8571 | 49.3244 | 213.7587 | 285.7688 | 130.4152
[48 empty] | 822 | 143.8421 | 62.9688 | 147.74 | 124.8 | 6.1357 | 182.4 | 585.8571 | 49.3244 | 213.7587 | 285.7688 | 130.4152
[48 empty] | 823 | 143.8421 | 62.9688 | 147.74 | 124.8 | 6.1357 | 182.4 | 585.8571 | 49.3244 | 213.7587 | 285.7688 | 130.4152
[48 empty] | 824 | 143.8421 | 62.9688 | 147.74 | 124.8 | 6.1357 | 182.4 | 585.8571 | 49.3244 | 213.7587 | 285.7688 | 130.4152
[48 empty] | 825 | 143.8421 | 62.9688 | 147.74 | 124.8 | 6.1357 | 182.4 | 585.8571 | 49.3244 | 213.7587 | 285.7688 | 130.4152
[48 empty] | 826 | 143.8421 | 62.9688 | 147.74 | 124.8 | 6.1357 | 182.4 | 585.8571 | 49.3244 | 213.7587 | 285.7688 | 130.4152
[48 empty] | 827 | 143.8421 | 62.9688 | 147.74 | 124.8 | 6.1357 | 182.4 | 585.8571 | 49.3244 | 213.7587 | 285.7688 | 130.4152
[48 empty] | 828 | 143.8421 | 62.9688 | 147.74 | 124.8 | 6.1357 | 182.4 | 585.8571 | 49.3244 | 213.7587 | 285.7688 | 130.4152
[48 empty] | 829 | 143.8421 | 62.9688 | 147.74 | 124.8 | 6.1357 | 182.4 | 585.8571 | 49.3244 | 213.7587 | 285.7688 | 130.4152
[48 empty] | 830 | 143.8421 | 62.9688 | 147.74 | 124.8 | 6.1357 | 182.4 | 585.8571 | 49.3244 | 213.7587 | 285.7688 | 130.4152
[48 empty] | 831 | 143.8421 | 62.9688 | 147.74 | 124.8 | 6.1357 | 182.4 | 585.8571 | 49.3244 | 213.7587 | 285.7688 | 130.4152
[48 empty] | 832 | 143.8421 | 62.9688 | 147.74 | 124.8 | 6.1357 | 182.4 | 585.8571 | 49.3244 | 213.7587 | 285.7688 | 130.4152
[48 empty] | 833 | 143.8421 | 62.9688 | 147.74 | 124.8 | 6.1357 | 182.4 | 585.8571 | 49.3244 | 213.7587 | 285.7688 | 130.4152
[48 empty] | 834 | 143.8421 | 62.9688 | 147.74 | 124.8 | 6.1357 | 182.4 | 585.8571 | 49.3244 | 213.7587 | 285.7688 | 130.4152
[48 empty] | 835 | 143.8421 | 62.9688 | 147.74 | 124.8 | 6.1357 | 182.4 | 585.8571 | 49.3244 | 213.7587 | 285.7688 | 130.4152
[48 empty] | 836 | 143.8421 | 62.9688 | 147.74 | 124.8 | 6.1357 | 182.4 | 585.8571 | 49.3244 | 213.7587 | 285.7688 | 130.4152
[48 empty] | 837 | 143.8421 | 62.9688 | 147.74 | 124.8 | 6.1357 | 182.4 | 585.8571 | 49.3244 | 213.7587 | 285.7688 | 130.4152
[48 empty] | 838 | 143.8421 | 62.9688 | 147.74 | 124.8 | 6.1357 | 182.4 | 585.8571 | 49.3244 | 213.7587 | 285.7688 | 130.4152
[48 empty] | 839 | 143.8421 | 62.9688 | 147.74 | 124.8 | 6.1357 | 182.4 | 585.8571 | 49.3244 | 213.7587 | 285.7688 | 130.4152
[48 empty] | 840 | 143.8421 | 62.9688 | 147.74 | 124.8 | 6.1357 | 182.4 | 585.8571 | 49.3244 | 213.7587 | 285.7688 | 130.4152
[48 empty] | 841 | 142.3158 | 62.35 | 146.425 | 123.4857 | 6.0229 | 180.6 | 581.7619 | 48.7594 | 214.0671 | 300.8827 | 129.6945
[48 empty] | 842 | 142.3158 | 62.35 | 146.425 | 123.4857 | 6.0229 | 180.6 | 581.7619 | 48.7594 | 214.0671 | 300.8827 | 129.6945
[48 empty] | 843 | 142.3158 | 62.35 | 146.425 | 123.4857 | 6.0229 | 180.6 | 581.7619 | 48.7594 | 214.0671 | 300.8827 | 129.6945
[48 empty] | 844 | 142.3158 | 62.35 | 146.425 | 123.4857 | 6.0229 | 180.6 | 581.7619 | 48.7594 | 214.0671 | 300.8827 | 129.6945
[48 empty] | 845 | 142.3158 | 62.35 | 146.425 | 123.4857 | 6.0229 | 180.6 | 581.7619 | 48.7594 | 214.0671 | 300.8827 | 129.6945
[48 empty] | 846 | 142.3158 | 62.35 | 146.425 | 123.4857 | 6.0229 | 180.6 | 581.7619 | 48.7594 | 214.0671 | 300.8827 | 129.6945
[48 empty] | 847 | 142.3158 | 62.35 | 146.425 | 123.4857 | 6.0229 | 180.6 | 581.7619 | 48.7594 | 214.0671 | 300.8827 | 129.6945
[48 empty] | 848 | 142.3158 | 62.35 | 146.425 | 123.4857 | 6.0229 | 180.6 | 581.7619 | 48.7594 | 214.0671 | 300.8827 | 129.6945
[48 empty] | 849 | 142.3158 | 62.35 | 146.425 | 123.4857 | 6.0229 | 180.6 | 581.7619 | 48.7594 | 214.0671 | 300.8827 | 129.6945
[48 empty] | 850 | 142.3158 | 62.35 | 146.425 | 123.4857 | 6.0229 | 180.6 | 581.7619 | 48.7594 | 214.0671 | 300.8827 | 129.6945
[48 empty] | 851 | 142.3158 | 62.35 | 146.425 | 123.4857 | 6.0229 | 180.6 | 581.7619 | 48.7594 | 214.0671 | 300.8827 | 129.6945
[48 empty] | 852 | 142.3158 | 62.35 | 146.425 | 123.4857 | 6.0229 | 180.6 | 581.7619 | 48.7594 | 214.0671 | 300.8827 | 129.6945
[48 empty] | 853 | 142.3158 | 62.35 | 146.425 | 123.4857 | 6.0229 | 180.6 | 581.7619 | 48.7594 | 214.0671 | 300.8827 | 129.6945
[48 empty] | 854 | 142.3158 | 62.35 | 146.425 | 123.4857 | 6.0229 | 180.6 | 581.7619 | 48.7594 | 214.0671 | 300.8827 | 129.6945
[48 empty] | 855 | 142.3158 | 62.35 | 146.425 | 123.4857 | 6.0229 | 180.6 | 581.7619 | 48.7594 | 214.0671 | 300.8827 | 129.6945
[48 empty] | 856 | 142.3158 | 62.35 | 146.425 | 123.4857 | 6.0229 | 180.6 | 581.7619 | 48.7594 | 214.0671 | 300.8827 | 129.6945
[48 empty] | 857 | 142.3158 | 62.35 | 146.425 | 123.4857 | 6.0229 | 180.6 | 581.7619 | 48.7594 | 214.0671 | 300.8827 | 129.6945
[48 empty] | 858 | 142.3158 | 62.35 | 146.425 | 123.4857 | 6.0229 | 180.6 | 581.7619 | 48.7594 | 214.0671 | 300.8827 | 129.6945
[48 empty] | 859 | 142.3158 | 62.35 | 146.425 | 123.4857 | 6.0229 | 180.6 | 581.7619 | 48.7594 | 214.0671 | 300.8827 | 129.6945
[48 empty] | 860 | 142.3158 | 62.35 | 146.425 | 123.4857 | 6.0229 | 180.6 | 581.7619 | 48.7594 | 214.0671 | 300.8827 | 129.6945
[48 empty] | 861 | 142.3158 | 62.35 | 146.425 | 123.4857 | 6.0229 | 180.6 | 581.7619 | 48.7594 | 214.0671 | 300.8827 | 129.6945
[48 empty] | 862 | 142.3158 | 62.35 | 146.425 | 123.4857 | 6.0229 | 180.6 | 581.7619 | 48.7594 | 214.0671 | 300.8827 | 129.6945
[48 empty] | 863 | 142.3158 | 62.35 | 146.425 | 123.4857 | 6.0229 | 180.6 | 581.7619 | 48.7594 | 214.0671 | 300.8827 | 129.6945
[48 empty] | 864 | 142.3158 | 62.35 | 146.425 | 123.4857 | 6.0229 | 180.6 | 581.7619 | 48.7594 | 214.0671 | 300.8827 | 129.6945
[48 empty] | 865 | 140.9474 | 61.8438 | 145.175 | 126.3048 | 5.9471 | 179.6 | 577.9524 | 48.1838 | 209.931 | 315.6694 | 128.5264
[48 empty] | 866 | 140.9474 | 61.8438 | 145.175 | 126.3048 | 5.9471 | 179.6 | 577.9524 | 48.1838 | 209.931 | 315.6694 | 128.5264
[48 empty] | 867 | 140.9474 | 61.8438 | 145.175 | 126.3048 | 5.9471 | 179.6 | 577.9524 | 48.1838 | 209.931 | 315.6694 | 128.5264
[48 empty] | 868 | 140.9474 | 61.8438 | 145.175 | 126.3048 | 5.9471 | 179.6 | 577.9524 | 48.1838 | 209.931 | 315.6694 | 128.5264
[48 empty] | 869 | 140.9474 | 61.8438 | 145.175 | 126.3048 | 5.9471 | 179.6 | 577.9524 | 48.1838 | 209.931 | 315.6694 | 128.5264
[48 empty] | 870 | 140.9474 | 61.8438 | 145.175 | 126.3048 | 5.9471 | 179.6 | 577.9524 | 48.1838 | 209.931 | 315.6694 | 128.5264
[48 empty] | 871 | 140.9474 | 61.8438 | 145.175 | 126.3048 | 5.9471 | 179.6 | 577.9524 | 48.1838 | 209.931 | 315.6694 | 128.5264
[48 empty] | 872 | 140.9474 | 61.8438 | 145.175 | 126.3048 | 5.9471 | 179.6 | 577.9524 | 48.1838 | 209.931 | 315.6694 | 128.5264
[48 empty] | 873 | 140.9474 | 61.8438 | 145.175 | 126.3048 | 5.9471 | 179.6 | 577.9524 | 48.1838 | 209.931 | 315.6694 | 128.5264
[48 empty] | 874 | 140.9474 | 61.8438 | 145.175 | 126.3048 | 5.9471 | 179.6 | 577.9524 | 48.1838 | 209.931 | 315.6694 | 128.5264
[48 empty] | 875 | 140.9474 | 61.8438 | 145.175 | 126.3048 | 5.9471 | 179.6 | 577.9524 | 48.1838 | 209.931 | 315.6694 | 128.5264
[48 empty] | 876 | 140.9474 | 61.8438 | 145.175 | 126.3048 | 5.9471 | 179.6 | 577.9524 | 48.1838 | 209.931 | 315.6694 | 128.5264
[48 empty] | 877 | 140.9474 | 61.8438 | 145.175 | 126.3048 | 5.9471 | 179.6 | 577.9524 | 48.1838 | 209.931 | 315.6694 | 128.5264
[48 empty] | 878 | 140.9474 | 61.8438 | 145.175 | 126.3048 | 5.9471 | 179.6 | 577.9524 | 48.1838 | 209.931 | 315.6694 | 128.5264
[48 empty] | 879 | 140.9474 | 61.8438 | 145.175 | 126.3048 | 5.9471 | 179.6 | 577.9524 | 48.1838 | 209.931 | 315.6694 | 128.5264
[48 empty] | 880 | 140.9474 | 61.8438 | 145.175 | 126.3048 | 5.9471 | 179.6 | 577.9524 | 48.1838 | 209.931 | 315.6694 | 128.5264
[48 empty] | 881 | 140.9474 | 61.8438 | 145.175 | 126.3048 | 5.9471 | 179.6 | 577.9524 | 48.1838 | 209.931 | 315.6694 | 128.5264
[48 empty] | 882 | 140.9474 | 61.8438 | 145.175 | 126.3048 | 5.9471 | 179.6 | 577.9524 | 48.1838 | 209.931 | 315.6694 | 128.5264
[48 empty] | 883 | 140.9474 | 61.8438 | 145.175 | 126.3048 | 5.9471 | 179.6 | 577.9524 | 48.1838 | 209.931 | 315.6694 | 128.5264
[48 empty] | 884 | 140.9474 | 61.8438 | 145.175 | 126.3048 | 5.9471 | 179.6 | 577.9524 | 48.1838 | 209.931 | 315.6694 | 128.5264
[48 empty] | 885 | 140.9474 | 61.8438 | 145.175 | 126.3048 | 5.9471 | 179.6 | 577.9524 | 48.1838 | 209.931 | 315.6694 | 128.5264
[48 empty] | 886 | 140.9474 | 61.8438 | 145.175 | 126.3048 | 5.9471 | 179.6 | 577.9524 | 48.1838 | 209.931 | 315.6694 | 128.5264
[48 empty] | 887 | 140.9474 | 61.8438 | 145.175 | 126.3048 | 5.9471 | 179.6 | 577.9524 | 48.1838 | 209.931 | 315.6694 | 128.5264
[48 empty] | 888 | 140.9474 | 61.8438 | 145.175 | 126.3048 | 5.9471 | 179.6 | 577.9524 | 48.1838 | 209.931 | 315.6694 | 128.5264
[48 empty] | 889 | 139.5789 | 61.225 | 143.815 | 121.4524 | 5.8479 | 176.95 | 573.8095 | 47.6412 | 203.1337 | 326.7915 | 126.8074
[48 empty] | 890 | 139.5789 | 61.225 | 143.815 | 121.4524 | 5.8479 | 176.95 | 573.8095 | 47.6412 | 203.1337 | 326.7915 | 126.8074
[48 empty] | 891 | 139.5789 | 61.225 | 143.815 | 121.4524 | 5.8479 | 176.95 | 573.8095 | 47.6412 | 203.1337 | 326.7915 | 126.8074
[48 empty] | 892 | 139.5789 | 61.225 | 143.815 | 121.4524 | 5.8479 | 176.95 | 573.8095 | 47.6412 | 203.1337 | 326.7915 | 126.8074
[48 empty] | 893 | 139.5789 | 61.225 | 143.815 | 121.4524 | 5.8479 | 176.95 | 573.8095 | 47.6412 | 203.1337 | 326.7915 | 126.8074
[48 empty] | 894 | 139.5789 | 61.225 | 143.815 | 121.4524 | 5.8479 | 176.95 | 573.8095 | 47.6412 | 203.1337 | 326.7915 | 126.8074
[48 empty] | 895 | 139.5789 | 61.225 | 143.815 | 121.4524 | 5.8479 | 176.95 | 573.8095 | 47.6412 | 203.1337 | 326.7915 | 126.8074
[48 empty] | 896 | 139.5789 | 61.225 | 143.815 | 121.4524 | 5.8479 | 176.95 | 573.8095 | 47.6412 | 203.1337 | 326.7915 | 126.8074
[48 empty] | 897 | 139.5789 | 61.225 | 143.815 | 121.4524 | 5.8479 | 176.95 | 573.8095 | 47.6412 | 203.1337 | 326.7915 | 126.8074
[48 empty] | 898 | 139.5789 | 61.225 | 143.815 | 121.4524 | 5.8479 | 176.95 | 573.8095 | 47.6412 | 203.1337 | 326.7915 | 126.8074
[48 empty] | 899 | 139.5789 | 61.225 | 143.815 | 121.4524 | 5.8479 | 176.95 | 573.8095 | 47.6412 | 203.1337 | 326.7915 | 126.8074
[48 empty] | 900 | 139.5789 | 61.225 | 143.815 | 121.4524 | 5.8479 | 176.95 | 573.8095 | 47.6412 | 203.1337 | 326.7915 | 126.8074
[48 empty] | 901 | 139.5789 | 61.225 | 143.815 | 121.4524 | 5.8479 | 176.95 | 573.8095 | 47.6412 | 203.1337 | 326.7915 | 126.8074
[48 empty] | 902 | 139.5789 | 61.225 | 143.815 | 121.4524 | 5.8479 | 176.95 | 573.8095 | 47.6412 | 203.1337 | 326.7915 | 126.8074
[48 empty] | 903 | 139.5789 | 61.225 | 143.815 | 121.4524 | 5.8479 | 176.95 | 573.8095 | 47.6412 | 203.1337 | 326.7915 | 126.8074
[48 empty] | 904 | 139.5789 | 61.225 | 143.815 | 121.4524 | 5.8479 | 176.95 | 573.8095 | 47.6412 | 203.1337 | 326.7915 | 126.8074
[48 empty] | 905 | 139.5789 | 61.225 | 143.815 | 121.4524 | 5.8479 | 176.95 | 573.8095 | 47.6412 | 203.1337 | 326.7915 | 126.8074
[48 empty] | 906 | 139.5789 | 61.225 | 143.815 | 121.4524 | 5.8479 | 176.95 | 573.8095 | 47.6412 | 203.1337 | 326.7915 | 126.8074
[48 empty] | 907 | 139.5789 | 61.225 | 143.815 | 121.4524 | 5.8479 | 176.95 | 573.8095 | 47.6412 | 203.1337 | 326.7915 | 126.8074
[48 empty] | 908 | 139.5789 | 61.225 | 143.815 | 121.4524 | 5.8479 | 176.95 | 573.8095 | 47.6412 | 203.1337 | 326.7915 | 126.8074
[48 empty] | 909 | 139.5789 | 61.225 | 143.815 | 121.4524 | 5.8479 | 176.95 | 573.8095 | 47.6412 | 203.1337 | 326.7915 | 126.8074
[48 empty] | 910 | 139.5789 | 61.225 | 143.815 | 121.4524 | 5.8479 | 176.95 | 573.8095 | 47.6412 | 203.1337 | 326.7915 | 126.8074
[48 empty] | 911 | 139.5789 | 61.225 | 143.815 | 121.4524 | 5.8479 | 176.95 | 573.8095 | 47.6412 | 203.1337 | 326.7915 | 126.8074
[48 empty] | 912 | 139.5789 | 61.225 | 143.815 | 121.4524 | 5.8479 | 176.95 | 573.8095 | 47.6412 | 203.1337 | 326.7915 | 126.8074
[48 empty] | 913 | 138.3684 | 60.65 | 142.715 | 120.1905 | 5.7486 | 175.25 | 569.5714 | 47.1506 | 202.1337 | 328.174 | 126.0696
[48 empty] | 914 | 138.3684 | 60.65 | 142.715 | 120.1905 | 5.7486 | 175.25 | 569.5714 | 47.1506 | 202.1337 | 328.174 | 126.0696
[48 empty] | 915 | 138.3684 | 60.65 | 142.715 | 120.1905 | 5.7486 | 175.25 | 569.5714 | 47.1506 | 202.1337 | 328.174 | 126.0696
[48 empty] | 916 | 138.3684 | 60.65 | 142.715 | 120.1905 | 5.7486 | 175.25 | 569.5714 | 47.1506 | 202.1337 | 328.174 | 126.0696
[48 empty] | 917 | 138.3684 | 60.65 | 142.715 | 120.1905 | 5.7486 | 175.25 | 569.5714 | 47.1506 | 202.1337 | 328.174 | 126.0696
[48 empty] | 918 | 138.3684 | 60.65 | 142.715 | 120.1905 | 5.7486 | 175.25 | 569.5714 | 47.1506 | 202.1337 | 328.174 | 126.0696
[48 empty] | 919 | 138.3684 | 60.65 | 142.715 | 120.1905 | 5.7486 | 175.25 | 569.5714 | 47.1506 | 202.1337 | 328.174 | 126.0696
[48 empty] | 920 | 138.3684 | 60.65 | 142.715 | 120.1905 | 5.7486 | 175.25 | 569.5714 | 47.1506 | 202.1337 | 328.174 | 126.0696
[48 empty] | 921 | 138.3684 | 60.65 | 142.715 | 120.1905 | 5.7486 | 175.25 | 569.5714 | 47.1506 | 202.1337 | 328.174 | 126.0696
[48 empty] | 922 | 138.3684 | 60.65 | 142.715 | 120.1905 | 5.7486 | 175.25 | 569.5714 | 47.1506 | 202.1337 | 328.174 | 126.0696
[48 empty] | 923 | 138.3684 | 60.65 | 142.715 | 120.1905 | 5.7486 | 175.25 | 569.5714 | 47.1506 | 202.1337 | 328.174 | 126.0696
[48 empty] | 924 | 138.3684 | 60.65 | 142.715 | 120.1905 | 5.7486 | 175.25 | 569.5714 | 47.1506 | 202.1337 | 328.174 | 126.0696
[48 empty] | 925 | 138.3684 | 60.65 | 142.715 | 120.1905 | 5.7486 | 175.25 | 569.5714 | 47.1506 | 202.1337 | 328.174 | 126.0696
[48 empty] | 926 | 138.3684 | 60.65 | 142.715 | 120.1905 | 5.7486 | 175.25 | 569.5714 | 47.1506 | 202.1337 | 328.174 | 126.0696
[48 empty] | 927 | 138.3684 | 60.65 | 142.715 | 120.1905 | 5.7486 | 175.25 | 569.5714 | 47.1506 | 202.1337 | 328.174 | 126.0696
[48 empty] | 928 | 138.3684 | 60.65 | 142.715 | 120.1905 | 5.7486 | 175.25 | 569.5714 | 47.1506 | 202.1337 | 328.174 | 126.0696
[48 empty] | 929 | 138.3684 | 60.65 | 142.715 | 120.1905 | 5.7486 | 175.25 | 569.5714 | 47.1506 | 202.1337 | 328.174 | 126.0696
[48 empty] | 930 | 138.3684 | 60.65 | 142.715 | 120.1905 | 5.7486 | 175.25 | 569.5714 | 47.1506 | 202.1337 | 328.174 | 126.0696
[48 empty] | 931 | 138.3684 | 60.65 | 142.715 | 120.1905 | 5.7486 | 175.25 | 569.5714 | 47.1506 | 202.1337 | 328.174 | 126.0696
[48 empty] | 932 | 138.3684 | 60.65 | 142.715 | 120.1905 | 5.7486 | 175.25 | 569.5714 | 47.1506 | 202.1337 | 328.174 | 126.0696
[48 empty] | 933 | 138.3684 | 60.65 | 142.715 | 120.1905 | 5.7486 | 175.25 | 569.5714 | 47.1506 | 202.1337 | 328.174 | 126.0696
[48 empty] | 934 | 138.3684 | 60.65 | 142.715 | 120.1905 | 5.7486 | 175.25 | 569.5714 | 47.1506 | 202.1337 | 328.174 | 126.0696
[48 empty] | 935 | 138.3684 | 60.65 | 142.715 | 120.1905 | 5.7486 | 175.25 | 569.5714 | 47.1506 | 202.1337 | 328.174 | 126.0696
[48 empty] | 936 | 138.3684 | 60.65 | 142.715 | 120.1905 | 5.7486 | 175.25 | 569.5714 | 47.1506 | 202.1337 | 328.174 | 126.0696
[48 empty] | 937 | 137.0526 | 60 | 141.6 | 119.0048 | 5.6579 | 173.05 | 564.8095 | 46.6506 | 206.6844 | 322.3212 | 127.2431
[48 empty] | 938 | 137.0526 | 60 | 141.6 | 119.0048 | 5.6579 | 173.05 | 564.8095 | 46.6506 | 206.6844 | 322.3212 | 127.2431
[48 empty] | 939 | 137.0526 | 60 | 141.6 | 119.0048 | 5.6579 | 173.05 | 564.8095 | 46.6506 | 206.6844 | 322.3212 | 127.2431
[48 empty] | 940 | 137.0526 | 60 | 141.6 | 119.0048 | 5.6579 | 173.05 | 564.8095 | 46.6506 | 206.6844 | 322.3212 | 127.2431
[48 empty] | 941 | 137.0526 | 60 | 141.6 | 119.0048 | 5.6579 | 173.05 | 564.8095 | 46.6506 | 206.6844 | 322.3212 | 127.2431
[48 empty] | 942 | 137.0526 | 60 | 141.6 | 119.0048 | 5.6579 | 173.05 | 564.8095 | 46.6506 | 206.6844 | 322.3212 | 127.2431
[48 empty] | 943 | 137.0526 | 60 | 141.6 | 119.0048 | 5.6579 | 173.05 | 564.8095 | 46.6506 | 206.6844 | 322.3212 | 127.2431
[48 empty] | 944 | 137.0526 | 60 | 141.6 | 119.0048 | 5.6579 | 173.05 | 564.8095 | 46.6506 | 206.6844 | 322.3212 | 127.2431
[48 empty] | 945 | 137.0526 | 60 | 141.6 | 119.0048 | 5.6579 | 173.05 | 564.8095 | 46.6506 | 206.6844 | 322.3212 | 127.2431
[48 empty] | 946 | 137.0526 | 60 | 141.6 | 119.0048 | 5.6579 | 173.05 | 564.8095 | 46.6506 | 206.6844 | 322.3212 | 127.2431
[48 empty] | 947 | 137.0526 | 60 | 141.6 | 119.0048 | 5.6579 | 173.05 | 564.8095 | 46.6506 | 206.6844 | 322.3212 | 127.2431
[48 empty] | 948 | 137.0526 | 60 | 141.6 | 119.0048 | 5.6579 | 173.05 | 564.8095 | 46.6506 | 206.6844 | 322.3212 | 127.2431
[48 empty] | 949 | 137.0526 | 60 | 141.6 | 119.0048 | 5.6579 | 173.05 | 564.8095 | 46.6506 | 206.6844 | 322.3212 | 127.2431
[48 empty] | 950 | 137.0526 | 60 | 141.6 | 119.0048 | 5.6579 | 173.05 | 564.8095 | 46.6506 | 206.6844 | 322.3212 | 127.2431
[48 empty] | 951 | 137.0526 | 60 | 141.6 | 119.0048 | 5.6579 | 173.05 | 564.8095 | 46.6506 | 206.6844 | 322.3212 | 127.2431
[48 empty] | 952 | 137.0526 | 60 | 141.6 | 119.0048 | 5.6579 | 173.05 | 564.8095 | 46.6506 | 206.6844 | 322.3212 | 127.2431
[48 empty] | 953 | 137.0526 | 60 | 141.6 | 119.0048 | 5.6579 | 173.05 | 564.8095 | 46.6506 | 206.6844 | 322.3212 | 127.2431
[48 empty] | 954 | 137.0526 | 60 | 141.6 | 119.0048 | 5.6579 | 173.05 | 564.8095 | 46.6506 | 206.6844 | 322.3212 | 127.2431
[48 empty] | 955 | 137.0526 | 60 | 141.6 | 119.0048 | 5.6579 | 173.05 | 564.8095 | 46.6506 | 206.6844 | 322.3212 | 127.2431
[48 empty] | 956 | 137.0526 | 60 | 141.6 | 119.0048 | 5.6579 | 173.05 | 564.8095 | 46.6506 | 206.6844 | 322.3212 | 127.2431
[48 empty] | 957 | 137.0526 | 60 | 141.6 | 119.0048 | 5.6579 | 173.05 | 564.8095 | 46.6506 | 206.6844 | 322.3212 | 127.2431
[48 empty] | 958 | 137.0526 | 60 | 141.6 | 119.0048 | 5.6579 | 173.05 | 564.8095 | 46.6506 | 206.6844 | 322.3212 | 127.2431
[48 empty] | 959 | 137.0526 | 60 | 141.6 | 119.0048 | 5.6579 | 173.05 | 564.8095 | 46.6506 | 206.6844 | 322.3212 | 127.2431
[48 empty] | 960 | 137.0526 | 60 | 141.6 | 119.0048 | 5.6579 | 173.05 | 564.8095 | 46.6506 | 206.6844 | 322.3212 | 127.2431
[48 empty] | 961 | 135.9 | 59.5312 | 140.35 | 118.0762 | 5.5621 | 171.5 | 560.0476 | 46.1675 | 208.4298 | 310.4979 | 128.388
[48 empty] | 962 | 135.9 | 59.5312 | 140.35 | 118.0762 | 5.5621 | 171.5 | 560.0476 | 46.1675 | 208.4298 | 310.4979 | 128.388
[48 empty] | 963 | 135.9 | 59.5312 | 140.35 | 118.0762 | 5.5621 | 171.5 | 560.0476 | 46.1675 | 208.4298 | 310.4979 | 128.388
[48 empty] | 964 | 135.9 | 59.5312 | 140.35 | 118.0762 | 5.5621 | 171.5 | 560.0476 | 46.1675 | 208.4298 | 310.4979 | 128.388
[48 empty] | 965 | 135.9 | 59.5312 | 140.35 | 118.0762 | 5.5621 | 171.5 | 560.0476 | 46.1675 | 208.4298 | 310.4979 | 128.388
[48 empty] | 966 | 135.9 | 59.5312 | 140.35 | 118.0762 | 5.5621 | 171.5 | 560.0476 | 46.1675 | 208.4298 | 310.4979 | 128.388
[48 empty] | 967 | 135.9 | 59.5312 | 140.35 | 118.0762 | 5.5621 | 171.5 | 560.0476 | 46.1675 | 208.4298 | 310.4979 | 128.388
[48 empty] | 968 | 135.9 | 59.5312 | 140.35 | 118.0762 | 5.5621 | 171.5 | 560.0476 | 46.1675 | 208.4298 | 310.4979 | 128.388
[48 empty] | 969 | 135.9 | 59.5312 | 140.35 | 118.0762 | 5.5621 | 171.5 | 560.0476 | 46.1675 | 208.4298 | 310.4979 | 128.388
[48 empty] | 970 | 135.9 | 59.5312 | 140.35 | 118.0762 | 5.5621 | 171.5 | 560.0476 | 46.1675 | 208.4298 | 310.4979 | 128.388
[48 empty] | 971 | 135.9 | 59.5312 | 140.35 | 118.0762 | 5.5621 | 171.5 | 560.0476 | 46.1675 | 208.4298 | 310.4979 | 128.388
[48 empty] | 972 | 135.9 | 59.5312 | 140.35 | 118.0762 | 5.5621 | 171.5 | 560.0476 | 46.1675 | 208.4298 | 310.4979 | 128.388
[48 empty] | 973 | 135.9 | 59.5312 | 140.35 | 118.0762 | 5.5621 | 171.5 | 560.0476 | 46.1675 | 208.4298 | 310.4979 | 128.388
[48 empty] | 974 | 135.9 | 59.5312 | 140.35 | 118.0762 | 5.5621 | 171.5 | 560.0476 | 46.1675 | 208.4298 | 310.4979 | 128.388
[48 empty] | 975 | 135.9 | 59.5312 | 140.35 | 118.0762 | 5.5621 | 171.5 | 560.0476 | 46.1675 | 208.4298 | 310.4979 | 128.388
[48 empty] | 976 | 135.9 | 59.5312 | 140.35 | 118.0762 | 5.5621 | 171.5 | 560.0476 | 46.1675 | 208.4298 | 310.4979 | 128.388
[48 empty] | 977 | 135.9 | 59.5312 | 140.35 | 118.0762 | 5.5621 | 171.5 | 560.0476 | 46.1675 | 208.4298 | 310.4979 | 128.388
[48 empty] | 978 | 135.9 | 59.5312 | 140.35 | 118.0762 | 5.5621 | 171.5 | 560.0476 | 46.1675 | 208.4298 | 310.4979 | 128.388
[48 empty] | 979 | 135.9 | 59.5312 | 140.35 | 118.0762 | 5.5621 | 171.5 | 560.0476 | 46.1675 | 208.4298 | 310.4979 | 128.388
[48 empty] | 980 | 135.9 | 59.5312 | 140.35 | 118.0762 | 5.5621 | 171.5 | 560.0476 | 46.1675 | 208.4298 | 310.4979 | 128.388
[48 empty] | 981 | 135.9 | 59.5312 | 140.35 | 118.0762 | 5.5621 | 171.5 | 560.0476 | 46.1675 | 208.4298 | 310.4979 | 128.388
[48 empty] | 982 | 135.9 | 59.5312 | 140.35 | 118.0762 | 5.5621 | 171.5 | 560.0476 | 46.1675 | 208.4298 | 310.4979 | 128.388
[48 empty] | 983 | 135.9 | 59.5312 | 140.35 | 118.0762 | 5.5621 | 171.5 | 560.0476 | 46.1675 | 208.4298 | 310.4979 | 128.388
[48 empty] | 984 | 135.9 | 59.5312 | 140.35 | 118.0762 | 5.5621 | 171.5 | 560.0476 | 46.1675 | 208.4298 | 310.4979 | 128.388
[48 empty] | 985 | 134.6158 | 58.9813 | 139.485 | 116.9286 | 5.4714 | 169.5 | 554.6667 | 45.7256 | 211.0794 | 292.8662 | 127.9605
[48 empty] | 986 | 134.6158 | 58.9813 | 139.485 | 116.9286 | 5.4714 | 169.5 | 554.6667 | 45.7256 | 211.0794 | 292.8662 | 127.9605
[48 empty] | 987 | 134.6158 | 58.9813 | 139.485 | 116.9286 | 5.4714 | 169.5 | 554.6667 | 45.7256 | 211.0794 | 292.8662 | 127.9605
[48 empty] | 988 | 134.6158 | 58.9813 | 139.485 | 116.9286 | 5.4714 | 169.5 | 554.6667 | 45.7256 | 211.0794 | 292.8662 | 127.9605
[48 empty] | 989 | 134.6158 | 58.9813 | 139.485 | 116.9286 | 5.4714 | 169.5 | 554.6667 | 45.7256 | 211.0794 | 292.8662 | 127.9605
[48 empty] | 990 | 134.6158 | 58.9813 | 139.485 | 116.9286 | 5.4714 | 169.5 | 554.6667 | 45.7256 | 211.0794 | 292.8662 | 127.9605
[48 empty] | 991 | 134.6158 | 58.9813 | 139.485 | 116.9286 | 5.4714 | 169.5 | 554.6667 | 45.7256 | 211.0794 | 292.8662 | 127.9605
[48 empty] | 992 | 134.6158 | 58.9813 | 139.485 | 116.9286 | 5.4714 | 169.5 | 554.6667 | 45.7256 | 211.0794 | 292.8662 | 127.9605
[48 empty] | 993 | 134.6158 | 58.9813 | 139.485 | 116.9286 | 5.4714 | 169.5 | 554.6667 | 45.7256 | 211.0794 | 292.8662 | 127.9605
[48 empty] | 994 | 134.6158 | 58.9813 | 139.485 | 116.9286 | 5.4714 | 169.5 | 554.6667 | 45.7256 | 211.0794 | 292.8662 | 127.9605
[48 empty] | 995 | 134.6158 | 58.9813 | 139.485 | 116.9286 | 5.4714 | 169.5 | 554.6667 | 45.7256 | 211.0794 | 292.8662 | 127.9605
[48 empty] | 996 | 134.6158 | 58.9813 | 139.485 | 116.9286 | 5.4714 | 169.5 | 554.6667 | 45.7256 | 211.0794 | 292.8662 | 127.9605
[48 empty] | 997 | 134.6158 | 58.9813 | 139.485 | 116.9286 | 5.4714 | 169.5 | 554.6667 | 45.7256 | 211.0794 | 292.8662 | 127.9605
[48 empty] | 998 | 134.6158 | 58.9813 | 139.485 | 116.9286 | 5.4714 | 169.5 | 554.6667 | 45.7256 | 211.0794 | 292.8662 | 127.9605
[48 empty] | 999 | 134.6158 | 58.9813 | 139.485 | 116.9286 | 5.4714 | 169.5 | 554.6667 | 45.7256 | 211.0794 | 292.8662 | 127.9605
[48 empty] | 1000 | 134.6158 | 58.9813 | 139.485 | 116.9286 | 5.4714 | 169.5 | 554.6667 | 45.7256 | 211.0794 | 292.8662 | 127.9605
[48 empty] | 1001 | 134.6158 | 58.9813 | 139.485 | 116.9286 | 5.4714 | 169.5 | 554.6667 | 45.7256 | 211.0794 | 292.8662 | 127.9605
[48 empty] | 1002 | 134.6158 | 58.9813 | 139.485 | 116.9286 | 5.4714 | 169.5 | 554.6667 | 45.7256 | 211.0794 | 292.8662 | 127.9605
[48 empty] | 1003 | 134.6158 | 58.9813 | 139.485 | 116.9286 | 5.4714 | 169.5 | 554.6667 | 45.7256 | 211.0794 | 292.8662 | 127.9605
[48 empty] | 1004 | 134.6158 | 58.9813 | 139.485 | 116.9286 | 5.4714 | 169.5 | 554.6667 | 45.7256 | 211.0794 | 292.8662 | 127.9605
[48 empty] | 1005 | 134.6158 | 58.9813 | 139.485 | 116.9286 | 5.4714 | 169.5 | 554.6667 | 45.7256 | 211.0794 | 292.8662 | 127.9605
[48 empty] | 1006 | 134.6158 | 58.9813 | 139.485 | 116.9286 | 5.4714 | 169.5 | 554.6667 | 45.7256 | 211.0794 | 292.8662 | 127.9605
[48 empty] | 1007 | 134.6158 | 58.9813 | 139.485 | 116.9286 | 5.4714 | 169.5 | 554.6667 | 45.7256 | 211.0794 | 292.8662 | 127.9605
[48 empty] | 1008 | 134.6158 | 58.9813 | 139.485 | 116.9286 | 5.4714 | 169.5 | 554.6667 | 45.7256 | 211.0794 | 292.8662 | 127.9605
[48 empty] | 1009 | 133.3737 | 58.3563 | 138.17 | 115.7619 | 5.3907 | 167.55 | 548.7143 | 45.2338 | 217.3052 | 282.9627 | 126.772
[48 empty] | 1010 | 133.3737 | 58.3563 | 138.17 | 115.7619 | 5.3907 | 167.55 | 548.7143 | 45.2338 | 217.3052 | 282.9627 | 126.772
[48 empty] | 1011 | 133.3737 | 58.3563 | 138.17 | 115.7619 | 5.3907 | 167.55 | 548.7143 | 45.2338 | 217.3052 | 282.9627 | 126.772
[48 empty] | 1012 | 133.3737 | 58.3563 | 138.17 | 115.7619 | 5.3907 | 167.55 | 548.7143 | 45.2338 | 217.3052 | 282.9627 | 126.772
[48 empty] | 1013 | 133.3737 | 58.3563 | 138.17 | 115.7619 | 5.3907 | 167.55 | 548.7143 | 45.2338 | 217.3052 | 282.9627 | 126.772
[48 empty] | 1014 | 133.3737 | 58.3563 | 138.17 | 115.7619 | 5.3907 | 167.55 | 548.7143 | 45.2338 | 217.3052 | 282.9627 | 126.772
[48 empty] | 1015 | 133.3737 | 58.3563 | 138.17 | 115.7619 | 5.3907 | 167.55 | 548.7143 | 45.2338 | 217.3052 | 282.9627 | 126.772
[48 empty] | 1016 | 133.3737 | 58.3563 | 138.17 | 115.7619 | 5.3907 | 167.55 | 548.7143 | 45.2338 | 217.3052 | 282.9627 | 126.772
[48 empty] | 1017 | 133.3737 | 58.3563 | 138.17 | 115.7619 | 5.3907 | 167.55 | 548.7143 | 45.2338 | 217.3052 | 282.9627 | 126.772
[48 empty] | 1018 | 133.3737 | 58.3563 | 138.17 | 115.7619 | 5.3907 | 167.55 | 548.7143 | 45.2338 | 217.3052 | 282.9627 | 126.772
[48 empty] | 1019 | 133.3737 | 58.3563 | 138.17 | 115.7619 | 5.3907 | 167.55 | 548.7143 | 45.2338 | 217.3052 | 282.9627 | 126.772
[48 empty] | 1020 | 133.3737 | 58.3563 | 138.17 | 115.7619 | 5.3907 | 167.55 | 548.7143 | 45.2338 | 217.3052 | 282.9627 | 126.772
[48 empty] | 1021 | 133.3737 | 58.3563 | 138.17 | 115.7619 | 5.3907 | 167.55 | 548.7143 | 45.2338 | 217.3052 | 282.9627 | 126.772
[48 empty] | 1022 | 133.3737 | 58.3563 | 138.17 | 115.7619 | 5.3907 | 167.55 | 548.7143 | 45.2338 | 217.3052 | 282.9627 | 126.772
[48 empty] | 1023 | 133.3737 | 58.3563 | 138.17 | 115.7619 | 5.3907 | 167.55 | 548.7143 | 45.2338 | 217.3052 | 282.9627 | 126.772
[48 empty] | 1024 | 133.3737 | 58.3563 | 138.17 | 115.7619 | 5.3907 | 167.55 | 548.7143 | 45.2338 | 217.3052 | 282.9627 | 126.772
[48 empty] | 1025 | 133.3737 | 58.3563 | 138.17 | 115.7619 | 5.3907 | 167.55 | 548.7143 | 45.2338 | 217.3052 | 282.9627 | 126.772
[48 empty] | 1026 | 133.3737 | 58.3563 | 138.17 | 115.7619 | 5.3907 | 167.55 | 548.7143 | 45.2338 | 217.3052 | 282.9627 | 126.772
[48 empty] | 1027 | 133.3737 | 58.3563 | 138.17 | 115.7619 | 5.3907 | 167.55 | 548.7143 | 45.2338 | 217.3052 | 282.9627 | 126.772
[48 empty] | 1028 | 133.3737 | 58.3563 | 138.17 | 115.7619 | 5.3907 | 167.55 | 548.7143 | 45.2338 | 217.3052 | 282.9627 | 126.772
[48 empty] | 1029 | 133.3737 | 58.3563 | 138.17 | 115.7619 | 5.3907 | 167.55 | 548.7143 | 45.2338 | 217.3052 | 282.9627 | 126.772
[48 empty] | 1030 | 133.3737 | 58.3563 | 138.17 | 115.7619 | 5.3907 | 167.55 | 548.7143 | 45.2338 | 217.3052 | 282.9627 | 126.772
[48 empty] | 1031 | 133.3737 | 58.3563 | 138.17 | 115.7619 | 5.3907 | 167.55 | 548.7143 | 45.2338 | 217.3052 | 282.9627 | 126.772
[48 empty] | 1032 | 133.3737 | 58.3563 | 138.17 | 115.7619 | 5.3907 | 167.55 | 548.7143 | 45.2338 | 217.3052 | 282.9627 | 126.772
[48 empty] | 1033 | 132.3263 | 57.8 | 137.055 | 115.0857 | 5.3193 | 166 | 544.0476 | 44.7781 | 217.696 | 340.5461 | 125.9907
[48 empty] | 1034 | 132.3263 | 57.8 | 137.055 | 115.0857 | 5.3193 | 166 | 544.0476 | 44.7781 | 217.696 | 340.5461 | 125.9907
[48 empty] | 1035 | 132.3263 | 57.8 | 137.055 | 115.0857 | 5.3193 | 166 | 544.0476 | 44.7781 | 217.696 | 340.5461 | 125.9907
[48 empty] | 1036 | 132.3263 | 57.8 | 137.055 | 115.0857 | 5.3193 | 166 | 544.0476 | 44.7781 | 217.696 | 340.5461 | 125.9907
[48 empty] | 1037 | 132.3263 | 57.8 | 137.055 | 115.0857 | 5.3193 | 166 | 544.0476 | 44.7781 | 217.696 | 340.5461 | 125.9907
[48 empty] | 1038 | 132.3263 | 57.8 | 137.055 | 115.0857 | 5.3193 | 166 | 544.0476 | 44.7781 | 217.696 | 340.5461 | 125.9907
[48 empty] | 1039 | 132.3263 | 57.8 | 137.055 | 115.0857 | 5.3193 | 166 | 544.0476 | 44.7781 | 217.696 | 340.5461 | 125.9907
[48 empty] | 1040 | 132.3263 | 57.8 | 137.055 | 115.0857 | 5.3193 | 166 | 544.0476 | 44.7781 | 217.696 | 340.5461 | 125.9907
[48 empty] | 1041 | 132.3263 | 57.8 | 137.055 | 115.0857 | 5.3193 | 166 | 544.0476 | 44.7781 | 217.696 | 340.5461 | 125.9907
[48 empty] | 1042 | 132.3263 | 57.8 | 137.055 | 115.0857 | 5.3193 | 166 | 544.0476 | 44.7781 | 217.696 | 340.5461 | 125.9907
[48 empty] | 1043 | 132.3263 | 57.8 | 137.055 | 115.0857 | 5.3193 | 166 | 544.0476 | 44.7781 | 217.696 | 340.5461 | 125.9907
[48 empty] | 1044 | 132.3263 | 57.8 | 137.055 | 115.0857 | 5.3193 | 166 | 544.0476 | 44.7781 | 217.696 | 340.5461 | 125.9907
[48 empty] | 1045 | 132.3263 | 57.8 | 137.055 | 115.0857 | 5.3193 | 166 | 544.0476 | 44.7781 | 217.696 | 340.5461 | 125.9907
[48 empty] | 1046 | 132.3263 | 57.8 | 137.055 | 115.0857 | 5.3193 | 166 | 544.0476 | 44.7781 | 217.696 | 340.5461 | 125.9907
[48 empty] | 1047 | 132.3263 | 57.8 | 137.055 | 115.0857 | 5.3193 | 166 | 544.0476 | 44.7781 | 217.696 | 340.5461 | 125.9907
[48 empty] | 1048 | 132.3263 | 57.8 | 137.055 | 115.0857 | 5.3193 | 166 | 544.0476 | 44.7781 | 217.696 | 340.5461 | 125.9907
[48 empty] | 1049 | 132.3263 | 57.8 | 137.055 | 115.0857 | 5.3193 | 166 | 544.0476 | 44.7781 | 217.696 | 340.5461 | 125.9907
[48 empty] | 1050 | 132.3263 | 57.8 | 137.055 | 115.0857 | 5.3193 | 166 | 544.0476 | 44.7781 | 217.696 | 340.5461 | 125.9907
[48 empty] | 1051 | 132.3263 | 57.8 | 137.055 | 115.0857 | 5.3193 | 166 | 544.0476 | 44.7781 | 217.696 | 340.5461 | 125.9907
[48 empty] | 1052 | 132.3263 | 57.8 | 137.055 | 115.0857 | 5.3193 | 166 | 544.0476 | 44.7781 | 217.696 | 340.5461 | 125.9907
[48 empty] | 1053 | 132.3263 | 57.8 | 137.055 | 115.0857 | 5.3193 | 166 | 544.0476 | 44.7781 | 217.696 | 340.5461 | 125.9907
[48 empty] | 1054 | 132.3263 | 57.8 | 137.055 | 115.0857 | 5.3193 | 166 | 544.0476 | 44.7781 | 217.696 | 340.5461 | 125.9907
[48 empty] | 1055 | 132.3263 | 57.8 | 137.055 | 115.0857 | 5.3193 | 166 | 544.0476 | 44.7781 | 217.696 | 340.5461 | 125.9907
[48 empty] | 1056 | 132.3263 | 57.8 | 137.055 | 115.0857 | 5.3193 | 166 | 544.0476 | 44.7781 | 217.696 | 340.5461 | 125.9907
[48 empty] | 1057 | 131.1526 | 57.4125 | 136.205 | 114 | 5.2393 | 164.1 | 540.2857 | 44.3175 | 215.0902 | 355.8011 | 124.703
[48 empty] | 1058 | 131.1526 | 57.4125 | 136.205 | 114 | 5.2393 | 164.1 | 540.2857 | 44.3175 | 215.0902 | 355.8011 | 124.703
[48 empty] | 1059 | 131.1526 | 57.4125 | 136.205 | 114 | 5.2393 | 164.1 | 540.2857 | 44.3175 | 215.0902 | 355.8011 | 124.703
[48 empty] | 1060 | 131.1526 | 57.4125 | 136.205 | 114 | 5.2393 | 164.1 | 540.2857 | 44.3175 | 215.0902 | 355.8011 | 124.703
[48 empty] | 1061 | 131.1526 | 57.4125 | 136.205 | 114 | 5.2393 | 164.1 | 540.2857 | 44.3175 | 215.0902 | 355.8011 | 124.703
[48 empty] | 1062 | 131.1526 | 57.4125 | 136.205 | 114 | 5.2393 | 164.1 | 540.2857 | 44.3175 | 215.0902 | 355.8011 | 124.703
[48 empty] | 1063 | 131.1526 | 57.4125 | 136.205 | 114 | 5.2393 | 164.1 | 540.2857 | 44.3175 | 215.0902 | 355.8011 | 124.703
[48 empty] | 1064 | 131.1526 | 57.4125 | 136.205 | 114 | 5.2393 | 164.1 | 540.2857 | 44.3175 | 215.0902 | 355.8011 | 124.703
[48 empty] | 1065 | 131.1526 | 57.4125 | 136.205 | 114 | 5.2393 | 164.1 | 540.2857 | 44.3175 | 215.0902 | 355.8011 | 124.703
[48 empty] | 1066 | 131.1526 | 57.4125 | 136.205 | 114 | 5.2393 | 164.1 | 540.2857 | 44.3175 | 215.0902 | 355.8011 | 124.703
[48 empty] | 1067 | 131.1526 | 57.4125 | 136.205 | 114 | 5.2393 | 164.1 | 540.2857 | 44.3175 | 215.0902 | 355.8011 | 124.703
[48 empty] | 1068 | 131.1526 | 57.4125 | 136.205 | 114 | 5.2393 | 164.1 | 540.2857 | 44.3175 | 215.0902 | 355.8011 | 124.703
[48 empty] | 1069 | 131.1526 | 57.4125 | 136.205 | 114 | 5.2393 | 164.1 | 540.2857 | 44.3175 | 215.0902 | 355.8011 | 124.703
[48 empty] | 1070 | 131.1526 | 57.4125 | 136.205 | 114 | 5.2393 | 164.1 | 540.2857 | 44.3175 | 215.0902 | 355.8011 | 124.703
[48 empty] | 1071 | 131.1526 | 57.4125 | 136.205 | 114 | 5.2393 | 164.1 | 540.2857 | 44.3175 | 215.0902 | 355.8011 | 124.703
[48 empty] | 1072 | 131.1526 | 57.4125 | 136.205 | 114 | 5.2393 | 164.1 | 540.2857 | 44.3175 | 215.0902 | 355.8011 | 124.703
[48 empty] | 1073 | 131.1526 | 57.4125 | 136.205 | 114 | 5.2393 | 164.1 | 540.2857 | 44.3175 | 215.0902 | 355.8011 | 124.703
[48 empty] | 1074 | 131.1526 | 57.4125 | 136.205 | 114 | 5.2393 | 164.1 | 540.2857 | 44.3175 | 215.0902 | 355.8011 | 124.703
[48 empty] | 1075 | 131.1526 | 57.4125 | 136.205 | 114 | 5.2393 | 164.1 | 540.2857 | 44.3175 | 215.0902 | 355.8011 | 124.703
[48 empty] | 1076 | 131.1526 | 57.4125 | 136.205 | 114 | 5.2393 | 164.1 | 540.2857 | 44.3175 | 215.0902 | 355.8011 | 124.703
[48 empty] | 1077 | 131.1526 | 57.4125 | 136.205 | 114 | 5.2393 | 164.1 | 540.2857 | 44.3175 | 215.0902 | 355.8011 | 124.703
[48 empty] | 1078 | 131.1526 | 57.4125 | 136.205 | 114 | 5.2393 | 164.1 | 540.2857 | 44.3175 | 215.0902 | 355.8011 | 124.703
[48 empty] | 1079 | 131.1526 | 57.4125 | 136.205 | 114 | 5.2393 | 164.1 | 540.2857 | 44.3175 | 215.0902 | 355.8011 | 124.703
[48 empty] | 1080 | 131.1526 | 57.4125 | 136.205 | 114 | 5.2393 | 164.1 | 540.2857 | 44.3175 | 215.0902 | 355.8011 | 124.703
[48 empty] | 1081 | 130.0263 | 57.0125 | 135.14 | 112.8857 | 5.1679 | 162.7 | 535.3333 | 43.8588 | 213.2303 | 347.2704 | 122.1303
[48 empty] | 1082 | 130.0263 | 57.0125 | 135.14 | 112.8857 | 5.1679 | 162.7 | 535.3333 | 43.8588 | 213.2303 | 347.2704 | 122.1303
[48 empty] | 1083 | 130.0263 | 57.0125 | 135.14 | 112.8857 | 5.1679 | 162.7 | 535.3333 | 43.8588 | 213.2303 | 347.2704 | 122.1303
[48 empty] | 1084 | 130.0263 | 57.0125 | 135.14 | 112.8857 | 5.1679 | 162.7 | 535.3333 | 43.8588 | 213.2303 | 347.2704 | 122.1303
[48 empty] | 1085 | 130.0263 | 57.0125 | 135.14 | 112.8857 | 5.1679 | 162.7 | 535.3333 | 43.8588 | 213.2303 | 347.2704 | 122.1303
[48 empty] | 1086 | 130.0263 | 57.0125 | 135.14 | 112.8857 | 5.1679 | 162.7 | 535.3333 | 43.8588 | 213.2303 | 347.2704 | 122.1303
[48 empty] | 1087 | 130.0263 | 57.0125 | 135.14 | 112.8857 | 5.1679 | 162.7 | 535.3333 | 43.8588 | 213.2303 | 347.2704 | 122.1303
[48 empty] | 1088 | 130.0263 | 57.0125 | 135.14 | 112.8857 | 5.1679 | 162.7 | 535.3333 | 43.8588 | 213.2303 | 347.2704 | 122.1303
[48 empty] | 1089 | 130.0263 | 57.0125 | 135.14 | 112.8857 | 5.1679 | 162.7 | 535.3333 | 43.8588 | 213.2303 | 347.2704 | 122.1303
[48 empty] | 1090 | 130.0263 | 57.0125 | 135.14 | 112.8857 | 5.1679 | 162.7 | 535.3333 | 43.8588 | 213.2303 | 347.2704 | 122.1303
[48 empty] | 1091 | 130.0263 | 57.0125 | 135.14 | 112.8857 | 5.1679 | 162.7 | 535.3333 | 43.8588 | 213.2303 | 347.2704 | 122.1303
[48 empty] | 1092 | 130.0263 | 57.0125 | 135.14 | 112.8857 | 5.1679 | 162.7 | 535.3333 | 43.8588 | 213.2303 | 347.2704 | 122.1303
[48 empty] | 1093 | 130.0263 | 57.0125 | 135.14 | 112.8857 | 5.1679 | 162.7 | 535.3333 | 43.8588 | 213.2303 | 347.2704 | 122.1303
[48 empty] | 1094 | 130.0263 | 57.0125 | 135.14 | 112.8857 | 5.1679 | 162.7 | 535.3333 | 43.8588 | 213.2303 | 347.2704 | 122.1303
[48 empty] | 1095 | 130.0263 | 57.0125 | 135.14 | 112.8857 | 5.1679 | 162.7 | 535.3333 | 43.8588 | 213.2303 | 347.2704 | 122.1303
[48 empty] | 1096 | 130.0263 | 57.0125 | 135.14 | 112.8857 | 5.1679 | 162.7 | 535.3333 | 43.8588 | 213.2303 | 347.2704 | 122.1303
[48 empty] | 1097 | 130.0263 | 57.0125 | 135.14 | 112.8857 | 5.1679 | 162.7 | 535.3333 | 43.8588 | 213.2303 | 347.2704 | 122.1303
[48 empty] | 1098 | 130.0263 | 57.0125 | 135.14 | 112.8857 | 5.1679 | 162.7 | 535.3333 | 43.8588 | 213.2303 | 347.2704 | 122.1303
[48 empty] | 1099 | 130.0263 | 57.0125 | 135.14 | 112.8857 | 5.1679 | 162.7 | 535.3333 | 43.8588 | 213.2303 | 347.2704 | 122.1303
[48 empty] | 1100 | 130.0263 | 57.0125 | 135.14 | 112.8857 | 5.1679 | 162.7 | 535.3333 | 43.8588 | 213.2303 | 347.2704 | 122.1303
[48 empty] | 1101 | 130.0263 | 57.0125 | 135.14 | 112.8857 | 5.1679 | 162.7 | 535.3333 | 43.8588 | 213.2303 | 347.2704 | 122.1303
[48 empty] | 1102 | 130.0263 | 57.0125 | 135.14 | 112.8857 | 5.1679 | 162.7 | 535.3333 | 43.8588 | 213.2303 | 347.2704 | 122.1303
[48 empty] | 1103 | 130.0263 | 57.0125 | 135.14 | 112.8857 | 5.1679 | 162.7 | 535.3333 | 43.8588 | 213.2303 | 347.2704 | 122.1303
[48 empty] | 1104 | 130.0263 | 57.0125 | 135.14 | 112.8857 | 5.1679 | 162.7 | 535.3333 | 43.8588 | 213.2303 | 347.2704 | 122.1303
[48 empty] | 1105 | 128.7053 | 56.475 | 134.34 | 111.8857 | 5.0921 | 161.05 | 530.9524 | 43.3362 | 208.7413 | 327.3635 | 122.7631
[48 empty] | 1106 | 128.7053 | 56.475 | 134.34 | 111.8857 | 5.0921 | 161.05 | 530.9524 | 43.3362 | 208.7413 | 327.3635 | 122.7631
[48 empty] | 1107 | 128.7053 | 56.475 | 134.34 | 111.8857 | 5.0921 | 161.05 | 530.9524 | 43.3362 | 208.7413 | 327.3635 | 122.7631
[48 empty] | 1108 | 128.7053 | 56.475 | 134.34 | 111.8857 | 5.0921 | 161.05 | 530.9524 | 43.3362 | 208.7413 | 327.3635 | 122.7631
[48 empty] | 1109 | 128.7053 | 56.475 | 134.34 | 111.8857 | 5.0921 | 161.05 | 530.9524 | 43.3362 | 208.7413 | 327.3635 | 122.7631
[48 empty] | 1110 | 128.7053 | 56.475 | 134.34 | 111.8857 | 5.0921 | 161.05 | 530.9524 | 43.3362 | 208.7413 | 327.3635 | 122.7631
[48 empty] | 1111 | 128.7053 | 56.475 | 134.34 | 111.8857 | 5.0921 | 161.05 | 530.9524 | 43.3362 | 208.7413 | 327.3635 | 122.7631
[48 empty] | 1112 | 128.7053 | 56.475 | 134.34 | 111.8857 | 5.0921 | 161.05 | 530.9524 | 43.3362 | 208.7413 | 327.3635 | 122.7631
[48 empty] | 1113 | 128.7053 | 56.475 | 134.34 | 111.8857 | 5.0921 | 161.05 | 530.9524 | 43.3362 | 208.7413 | 327.3635 | 122.7631
[48 empty] | 1114 | 128.7053 | 56.475 | 134.34 | 111.8857 | 5.0921 | 161.05 | 530.9524 | 43.3362 | 208.7413 | 327.3635 | 122.7631
[48 empty] | 1115 | 128.7053 | 56.475 | 134.34 | 111.8857 | 5.0921 | 161.05 | 530.9524 | 43.3362 | 208.7413 | 327.3635 | 122.7631
[48 empty] | 1116 | 128.7053 | 56.475 | 134.34 | 111.8857 | 5.0921 | 161.05 | 530.9524 | 43.3362 | 208.7413 | 327.3635 | 122.7631
[48 empty] | 1117 | 128.7053 | 56.475 | 134.34 | 111.8857 | 5.0921 | 161.05 | 530.9524 | 43.3362 | 208.7413 | 327.3635 | 122.7631
[48 empty] | 1118 | 128.7053 | 56.475 | 134.34 | 111.8857 | 5.0921 | 161.05 | 530.9524 | 43.3362 | 208.7413 | 327.3635 | 122.7631
[48 empty] | 1119 | 128.7053 | 56.475 | 134.34 | 111.8857 | 5.0921 | 161.05 | 530.9524 | 43.3362 | 208.7413 | 327.3635 | 122.7631
[48 empty] | 1120 | 128.7053 | 56.475 | 134.34 | 111.8857 | 5.0921 | 161.05 | 530.9524 | 43.3362 | 208.7413 | 327.3635 | 122.7631
[48 empty] | 1121 | 128.7053 | 56.475 | 134.34 | 111.8857 | 5.0921 | 161.05 | 530.9524 | 43.3362 | 208.7413 | 327.3635 | 122.7631
[48 empty] | 1122 | 128.7053 | 56.475 | 134.34 | 111.8857 | 5.0921 | 161.05 | 530.9524 | 43.3362 | 208.7413 | 327.3635 | 122.7631
[48 empty] | 1123 | 128.7053 | 56.475 | 134.34 | 111.8857 | 5.0921 | 161.05 | 530.9524 | 43.3362 | 208.7413 | 327.3635 | 122.7631
[48 empty] | 1124 | 128.7053 | 56.475 | 134.34 | 111.8857 | 5.0921 | 161.05 | 530.9524 | 43.3362 | 208.7413 | 327.3635 | 122.7631
[48 empty] | 1125 | 128.7053 | 56.475 | 134.34 | 111.8857 | 5.0921 | 161.05 | 530.9524 | 43.3362 | 208.7413 | 327.3635 | 122.7631
[48 empty] | 1126 | 128.7053 | 56.475 | 134.34 | 111.8857 | 5.0921 | 161.05 | 530.9524 | 43.3362 | 208.7413 | 327.3635 | 122.7631
[48 empty] | 1127 | 128.7053 | 56.475 | 134.34 | 111.8857 | 5.0921 | 161.05 | 530.9524 | 43.3362 | 208.7413 | 327.3635 | 122.7631
[48 empty] | 1128 | 128.7053 | 56.475 | 134.34 | 111.8857 | 5.0921 | 161.05 | 530.9524 | 43.3362 | 208.7413 | 327.3635 | 122.7631
[48 empty] | 1129 | 127.6632 | 56.1375 | 133.33 | 110.8619 | 5.0293 | 159.9048 | 527.0952 | 42.9381 | 209.2549 | 326.1377 | 124.3855
[48 empty] | 1130 | 127.6632 | 56.1375 | 133.33 | 110.8619 | 5.0293 | 159.9048 | 527.0952 | 42.9381 | 209.2549 | 326.1377 | 124.3855
[48 empty] | 1131 | 127.6632 | 56.1375 | 133.33 | 110.8619 | 5.0293 | 159.9048 | 527.0952 | 42.9381 | 209.2549 | 326.1377 | 124.3855
[48 empty] | 1132 | 127.6632 | 56.1375 | 133.33 | 110.8619 | 5.0293 | 159.9048 | 527.0952 | 42.9381 | 209.2549 | 326.1377 | 124.3855
[48 empty] | 1133 | 127.6632 | 56.1375 | 133.33 | 110.8619 | 5.0293 | 159.9048 | 527.0952 | 42.9381 | 209.2549 | 326.1377 | 124.3855
[48 empty] | 1134 | 127.6632 | 56.1375 | 133.33 | 110.8619 | 5.0293 | 159.9048 | 527.0952 | 42.9381 | 209.2549 | 326.1377 | 124.3855
[48 empty] | 1135 | 127.6632 | 56.1375 | 133.33 | 110.8619 | 5.0293 | 159.9048 | 527.0952 | 42.9381 | 209.2549 | 326.1377 | 124.3855
[48 empty] | 1136 | 127.6632 | 56.1375 | 133.33 | 110.8619 | 5.0293 | 159.9048 | 527.0952 | 42.9381 | 209.2549 | 326.1377 | 124.3855
[48 empty] | 1137 | 127.6632 | 56.1375 | 133.33 | 110.8619 | 5.0293 | 159.9048 | 527.0952 | 42.9381 | 209.2549 | 326.1377 | 124.3855
[48 empty] | 1138 | 127.6632 | 56.1375 | 133.33 | 110.8619 | 5.0293 | 159.9048 | 527.0952 | 42.9381 | 209.2549 | 326.1377 | 124.3855
[48 empty] | 1139 | 127.6632 | 56.1375 | 133.33 | 110.8619 | 5.0293 | 159.9048 | 527.0952 | 42.9381 | 209.2549 | 326.1377 | 124.3855
[48 empty] | 1140 | 127.6632 | 56.1375 | 133.33 | 110.8619 | 5.0293 | 159.9048 | 527.0952 | 42.9381 | 209.2549 | 326.1377 | 124.3855
[48 empty] | 1141 | 127.6632 | 56.1375 | 133.33 | 110.8619 | 5.0293 | 159.9048 | 527.0952 | 42.9381 | 209.2549 | 326.1377 | 124.3855
[48 empty] | 1142 | 127.6632 | 56.1375 | 133.33 | 110.8619 | 5.0293 | 159.9048 | 527.0952 | 42.9381 | 209.2549 | 326.1377 | 124.3855
[48 empty] | 1143 | 127.6632 | 56.1375 | 133.33 | 110.8619 | 5.0293 | 159.9048 | 527.0952 | 42.9381 | 209.2549 | 326.1377 | 124.3855
[48 empty] | 1144 | 127.6632 | 56.1375 | 133.33 | 110.8619 | 5.0293 | 159.9048 | 527.0952 | 42.9381 | 209.2549 | 326.1377 | 124.3855
[48 empty] | 1145 | 127.6632 | 56.1375 | 133.33 | 110.8619 | 5.0293 | 159.9048 | 527.0952 | 42.9381 | 209.2549 | 326.1377 | 124.3855
[48 empty] | 1146 | 127.6632 | 56.1375 | 133.33 | 110.8619 | 5.0293 | 159.9048 | 527.0952 | 42.9381 | 209.2549 | 326.1377 | 124.3855
[48 empty] | 1147 | 127.6632 | 56.1375 | 133.33 | 110.8619 | 5.0293 | 159.9048 | 527.0952 | 42.9381 | 209.2549 | 326.1377 | 124.3855
[48 empty] | 1148 | 127.6632 | 56.1375 | 133.33 | 110.8619 | 5.0293 | 159.9048 | 527.0952 | 42.9381 | 209.2549 | 326.1377 | 124.3855
[48 empty] | 1149 | 127.6632 | 56.1375 | 133.33 | 110.8619 | 5.0293 | 159.9048 | 527.0952 | 42.9381 | 209.2549 | 326.1377 | 124.3855
[48 empty] | 1150 | 127.6632 | 56.1375 | 133.33 | 110.8619 | 5.0293 | 159.9048 | 527.0952 | 42.9381 | 209.2549 | 326.1377 | 124.3855
[48 empty] | 1151 | 127.6632 | 56.1375 | 133.33 | 110.8619 | 5.0293 | 159.9048 | 527.0952 | 42.9381 | 209.2549 | 326.1377 | 124.3855
[48 empty] | 1152 | 127.6632 | 56.1375 | 133.33 | 110.8619 | 5.0293 | 159.9048 | 527.0952 | 42.9381 | 209.2549 | 326.1377 | 124.3855
[48 empty] | 1153 | 126.7 | 55.8062 | 132.53 | 110.0619 | 4.9621 | 158.2 | 523.619 | 42.5481 | 212.8594 | 295.5932 | 124.0016
[48 empty] | 1154 | 126.7 | 55.8062 | 132.53 | 110.0619 | 4.9621 | 158.2 | 523.619 | 42.5481 | 212.8594 | 295.5932 | 124.0016
[48 empty] | 1155 | 126.7 | 55.8062 | 132.53 | 110.0619 | 4.9621 | 158.2 | 523.619 | 42.5481 | 212.8594 | 295.5932 | 124.0016
[48 empty] | 1156 | 126.7 | 55.8062 | 132.53 | 110.0619 | 4.9621 | 158.2 | 523.619 | 42.5481 | 212.8594 | 295.5932 | 124.0016
[48 empty] | 1157 | 126.7 | 55.8062 | 132.53 | 110.0619 | 4.9621 | 158.2 | 523.619 | 42.5481 | 212.8594 | 295.5932 | 124.0016
[48 empty] | 1158 | 126.7 | 55.8062 | 132.53 | 110.0619 | 4.9621 | 158.2 | 523.619 | 42.5481 | 212.8594 | 295.5932 | 124.0016
[48 empty] | 1159 | 126.7 | 55.8062 | 132.53 | 110.0619 | 4.9621 | 158.2 | 523.619 | 42.5481 | 212.8594 | 295.5932 | 124.0016
[48 empty] | 1160 | 126.7 | 55.8062 | 132.53 | 110.0619 | 4.9621 | 158.2 | 523.619 | 42.5481 | 212.8594 | 295.5932 | 124.0016
[48 empty] | 1161 | 126.7 | 55.8062 | 132.53 | 110.0619 | 4.9621 | 158.2 | 523.619 | 42.5481 | 212.8594 | 295.5932 | 124.0016
[48 empty] | 1162 | 126.7 | 55.8062 | 132.53 | 110.0619 | 4.9621 | 158.2 | 523.619 | 42.5481 | 212.8594 | 295.5932 | 124.0016
[48 empty] | 1163 | 126.7 | 55.8062 | 132.53 | 110.0619 | 4.9621 | 158.2 | 523.619 | 42.5481 | 212.8594 | 295.5932 | 124.0016
[48 empty] | 1164 | 126.7 | 55.8062 | 132.53 | 110.0619 | 4.9621 | 158.2 | 523.619 | 42.5481 | 212.8594 | 295.5932 | 124.0016
[48 empty] | 1165 | 126.7 | 55.8062 | 132.53 | 110.0619 | 4.9621 | 158.2 | 523.619 | 42.5481 | 212.8594 | 295.5932 | 124.0016
[48 empty] | 1166 | 126.7 | 55.8062 | 132.53 | 110.0619 | 4.9621 | 158.2 | 523.619 | 42.5481 | 212.8594 | 295.5932 | 124.0016
[48 empty] | 1167 | 126.7 | 55.8062 | 132.53 | 110.0619 | 4.9621 | 158.2 | 523.619 | 42.5481 | 212.8594 | 295.5932 | 124.0016
[48 empty] | 1168 | 126.7 | 55.8062 | 132.53 | 110.0619 | 4.9621 | 158.2 | 523.619 | 42.5481 | 212.8594 | 295.5932 | 124.0016
[48 empty] | 1169 | 126.7 | 55.8062 | 132.53 | 110.0619 | 4.9621 | 158.2 | 523.619 | 42.5481 | 212.8594 | 295.5932 | 124.0016
[48 empty] | 1170 | 126.7 | 55.8062 | 132.53 | 110.0619 | 4.9621 | 158.2 | 523.619 | 42.5481 | 212.8594 | 295.5932 | 124.0016
[48 empty] | 1171 | 126.7 | 55.8062 | 132.53 | 110.0619 | 4.9621 | 158.2 | 523.619 | 42.5481 | 212.8594 | 295.5932 | 124.0016
[48 empty] | 1172 | 126.7 | 55.8062 | 132.53 | 110.0619 | 4.9621 | 158.2 | 523.619 | 42.5481 | 212.8594 | 295.5932 | 124.0016
[48 empty] | 1173 | 126.7 | 55.8062 | 132.53 | 110.0619 | 4.9621 | 158.2 | 523.619 | 42.5481 | 212.8594 | 295.5932 | 124.0016
[48 empty] | 1174 | 126.7 | 55.8062 | 132.53 | 110.0619 | 4.9621 | 158.2 | 523.619 | 42.5481 | 212.8594 | 295.5932 | 124.0016
[48 empty] | 1175 | 126.7 | 55.8062 | 132.53 | 110.0619 | 4.9621 | 158.2 | 523.619 | 42.5481 | 212.8594 | 295.5932 | 124.0016
[48 empty] | 1176 | 126.7 | 55.8062 | 132.53 | 110.0619 | 4.9621 | 158.2 | 523.619 | 42.5481 | 212.8594 | 295.5932 | 124.0016
[48 empty] | 1177 | 125.6 | 55.3875 | 131.53 | 109.5 | 4.8921 | 156.65 | 519 | 42.1088 | 211.9388 | 291.2278 | 123.0886
[48 empty] | 1178 | 125.6 | 55.3875 | 131.53 | 109.5 | 4.8921 | 156.65 | 519 | 42.1088 | 211.9388 | 291.2278 | 123.0886
[48 empty] | 1179 | 125.6 | 55.3875 | 131.53 | 109.5 | 4.8921 | 156.65 | 519 | 42.1088 | 211.9388 | 291.2278 | 123.0886
[48 empty] | 1180 | 125.6 | 55.3875 | 131.53 | 109.5 | 4.8921 | 156.65 | 519 | 42.1088 | 211.9388 | 291.2278 | 123.0886
[48 empty] | 1181 | 125.6 | 55.3875 | 131.53 | 109.5 | 4.8921 | 156.65 | 519 | 42.1088 | 211.9388 | 291.2278 | 123.0886
[48 empty] | 1182 | 125.6 | 55.3875 | 131.53 | 109.5 | 4.8921 | 156.65 | 519 | 42.1088 | 211.9388 | 291.2278 | 123.0886
[48 empty] | 1183 | 125.6 | 55.3875 | 131.53 | 109.5 | 4.8921 | 156.65 | 519 | 42.1088 | 211.9388 | 291.2278 | 123.0886
[48 empty] | 1184 | 125.6 | 55.3875 | 131.53 | 109.5 | 4.8921 | 156.65 | 519 | 42.1088 | 211.9388 | 291.2278 | 123.0886
[48 empty] | 1185 | 125.6 | 55.3875 | 131.53 | 109.5 | 4.8921 | 156.65 | 519 | 42.1088 | 211.9388 | 291.2278 | 123.0886
[48 empty] | 1186 | 125.6 | 55.3875 | 131.53 | 109.5 | 4.8921 | 156.65 | 519 | 42.1088 | 211.9388 | 291.2278 | 123.0886
[48 empty] | 1187 | 125.6 | 55.3875 | 131.53 | 109.5 | 4.8921 | 156.65 | 519 | 42.1088 | 211.9388 | 291.2278 | 123.0886
[48 empty] | 1188 | 125.6 | 55.3875 | 131.53 | 109.5 | 4.8921 | 156.65 | 519 | 42.1088 | 211.9388 | 291.2278 | 123.0886
[48 empty] | 1189 | 125.6 | 55.3875 | 131.53 | 109.5 | 4.8921 | 156.65 | 519 | 42.1088 | 211.9388 | 291.2278 | 123.0886
[48 empty] | 1190 | 125.6 | 55.3875 | 131.53 | 109.5 | 4.8921 | 156.65 | 519 | 42.1088 | 211.9388 | 291.2278 | 123.0886
[48 empty] | 1191 | 125.6 | 55.3875 | 131.53 | 109.5 | 4.8921 | 156.65 | 519 | 42.1088 | 211.9388 | 291.2278 | 123.0886
[48 empty] | 1192 | 125.6 | 55.3875 | 131.53 | 109.5 | 4.8921 | 156.65 | 519 | 42.1088 | 211.9388 | 291.2278 | 123.0886
[48 empty] | 1193 | 125.6 | 55.3875 | 131.53 | 109.5 | 4.8921 | 156.65 | 519 | 42.1088 | 211.9388 | 291.2278 | 123.0886
[48 empty] | 1194 | 125.6 | 55.3875 | 131.53 | 109.5 | 4.8921 | 156.65 | 519 | 42.1088 | 211.9388 | 291.2278 | 123.0886
[48 empty] | 1195 | 125.6 | 55.3875 | 131.53 | 109.5 | 4.8921 | 156.65 | 519 | 42.1088 | 211.9388 | 291.2278 | 123.0886
[48 empty] | 1196 | 125.6 | 55.3875 | 131.53 | 109.5 | 4.8921 | 156.65 | 519 | 42.1088 | 211.9388 | 291.2278 | 123.0886
[48 empty] | 1197 | 125.6 | 55.3875 | 131.53 | 109.5 | 4.8921 | 156.65 | 519 | 42.1088 | 211.9388 | 291.2278 | 123.0886
[48 empty] | 1198 | 125.6 | 55.3875 | 131.53 | 109.5 | 4.8921 | 156.65 | 519 | 42.1088 | 211.9388 | 291.2278 | 123.0886
[48 empty] | 1199 | 125.6 | 55.3875 | 131.53 | 109.5 | 4.8921 | 156.65 | 519 | 42.1088 | 211.9388 | 291.2278 | 123.0886
[48 empty] | 1200 | 125.6 | 55.3875 | 131.53 | 109.5 | 4.8921 | 156.65 | 519 | 42.1088 | 211.9388 | 291.2278 | 123.0886
[48 empty] | 1201 | 124.6158 | 55.0438 | 130.73 | 108.1857 | 4.8321 | 155.1 | 515.7619 | 41.6824 | 210.0255 | 305.7753 | 122.5145
[48 empty] | 1202 | 124.6158 | 55.0438 | 130.73 | 108.1857 | 4.8321 | 155.1 | 515.7619 | 41.6824 | 210.0255 | 305.7753 | 122.5145
[48 empty] | 1203 | 124.6158 | 55.0438 | 130.73 | 108.1857 | 4.8321 | 155.1 | 515.7619 | 41.6824 | 210.0255 | 305.7753 | 122.5145
[48 empty] | 1204 | 124.6158 | 55.0438 | 130.73 | 108.1857 | 4.8321 | 155.1 | 515.7619 | 41.6824 | 210.0255 | 305.7753 | 122.5145
[48 empty] | 1205 | 124.6158 | 55.0438 | 130.73 | 108.1857 | 4.8321 | 155.1 | 515.7619 | 41.6824 | 210.0255 | 305.7753 | 122.5145
[48 empty] | 1206 | 124.6158 | 55.0438 | 130.73 | 108.1857 | 4.8321 | 155.1 | 515.7619 | 41.6824 | 210.0255 | 305.7753 | 122.5145
[48 empty] | 1207 | 124.6158 | 55.0438 | 130.73 | 108.1857 | 4.8321 | 155.1 | 515.7619 | 41.6824 | 210.0255 | 305.7753 | 122.5145
[48 empty] | 1208 | 124.6158 | 55.0438 | 130.73 | 108.1857 | 4.8321 | 155.1 | 515.7619 | 41.6824 | 210.0255 | 305.7753 | 122.5145
[48 empty] | 1209 | 124.6158 | 55.0438 | 130.73 | 108.1857 | 4.8321 | 155.1 | 515.7619 | 41.6824 | 210.0255 | 305.7753 | 122.5145
[48 empty] | 1210 | 124.6158 | 55.0438 | 130.73 | 108.1857 | 4.8321 | 155.1 | 515.7619 | 41.6824 | 210.0255 | 305.7753 | 122.5145
[48 empty] | 1211 | 124.6158 | 55.0438 | 130.73 | 108.1857 | 4.8321 | 155.1 | 515.7619 | 41.6824 | 210.0255 | 305.7753 | 122.5145
[48 empty] | 1212 | 124.6158 | 55.0438 | 130.73 | 108.1857 | 4.8321 | 155.1 | 515.7619 | 41.6824 | 210.0255 | 305.7753 | 122.5145
[48 empty] | 1213 | 124.6158 | 55.0438 | 130.73 | 108.1857 | 4.8321 | 155.1 | 515.7619 | 41.6824 | 210.0255 | 305.7753 | 122.5145
[48 empty] | 1214 | 124.6158 | 55.0438 | 130.73 | 108.1857 | 4.8321 | 155.1 | 515.7619 | 41.6824 | 210.0255 | 305.7753 | 122.5145
[48 empty] | 1215 | 124.6158 | 55.0438 | 130.73 | 108.1857 | 4.8321 | 155.1 | 515.7619 | 41.6824 | 210.0255 | 305.7753 | 122.5145
[48 empty] | 1216 | 124.6158 | 55.0438 | 130.73 | 108.1857 | 4.8321 | 155.1 | 515.7619 | 41.6824 | 210.0255 | 305.7753 | 122.5145
[48 empty] | 1217 | 124.6158 | 55.0438 | 130.73 | 108.1857 | 4.8321 | 155.1 | 515.7619 | 41.6824 | 210.0255 | 305.7753 | 122.5145
[48 empty] | 1218 | 124.6158 | 55.0438 | 130.73 | 108.1857 | 4.8321 | 155.1 | 515.7619 | 41.6824 | 210.0255 | 305.7753 | 122.5145
[48 empty] | 1219 | 124.6158 | 55.0438 | 130.73 | 108.1857 | 4.8321 | 155.1 | 515.7619 | 41.6824 | 210.0255 | 305.7753 | 122.5145
[48 empty] | 1220 | 124.6158 | 55.0438 | 130.73 | 108.1857 | 4.8321 | 155.1 | 515.7619 | 41.6824 | 210.0255 | 305.7753 | 122.5145
[48 empty] | 1221 | 124.6158 | 55.0438 | 130.73 | 108.1857 | 4.8321 | 155.1 | 515.7619 | 41.6824 | 210.0255 | 305.7753 | 122.5145
[48 empty] | 1222 | 124.6158 | 55.0438 | 130.73 | 108.1857 | 4.8321 | 155.1 | 515.7619 | 41.6824 | 210.0255 | 305.7753 | 122.5145
[48 empty] | 1223 | 124.6158 | 55.0438 | 130.73 | 108.1857 | 4.8321 | 155.1 | 515.7619 | 41.6824 | 210.0255 | 305.7753 | 122.5145
[48 empty] | 1224 | 124.6158 | 55.0438 | 130.73 | 108.1857 | 4.8321 | 155.1 | 515.7619 | 41.6824 | 210.0255 | 305.7753 | 122.5145
[48 empty] | 1225 | 123.7263 | 54.5938 | 129.78 | 107.3048 | 4.7521 | 153.8 | 511.9524 | 41.3956 | 215.2203 | 330.0116 | 121.4689
[48 empty] | 1226 | 123.7263 | 54.5938 | 129.78 | 107.3048 | 4.7521 | 153.8 | 511.9524 | 41.3956 | 215.2203 | 330.0116 | 121.4689
[48 empty] | 1227 | 123.7263 | 54.5938 | 129.78 | 107.3048 | 4.7521 | 153.8 | 511.9524 | 41.3956 | 215.2203 | 330.0116 | 121.4689
[48 empty] | 1228 | 123.7263 | 54.5938 | 129.78 | 107.3048 | 4.7521 | 153.8 | 511.9524 | 41.3956 | 215.2203 | 330.0116 | 121.4689
[48 empty] | 1229 | 123.7263 | 54.5938 | 129.78 | 107.3048 | 4.7521 | 153.8 | 511.9524 | 41.3956 | 215.2203 | 330.0116 | 121.4689
[48 empty] | 1230 | 123.7263 | 54.5938 | 129.78 | 107.3048 | 4.7521 | 153.8 | 511.9524 | 41.3956 | 215.2203 | 330.0116 | 121.4689
[48 empty] | 1231 | 123.7263 | 54.5938 | 129.78 | 107.3048 | 4.7521 | 153.8 | 511.9524 | 41.3956 | 215.2203 | 330.0116 | 121.4689
[48 empty] | 1232 | 123.7263 | 54.5938 | 129.78 | 107.3048 | 4.7521 | 153.8 | 511.9524 | 41.3956 | 215.2203 | 330.0116 | 121.4689
[48 empty] | 1233 | 123.7263 | 54.5938 | 129.78 | 107.3048 | 4.7521 | 153.8 | 511.9524 | 41.3956 | 215.2203 | 330.0116 | 121.4689
[48 empty] | 1234 | 123.7263 | 54.5938 | 129.78 | 107.3048 | 4.7521 | 153.8 | 511.9524 | 41.3956 | 215.2203 | 330.0116 | 121.4689
[48 empty] | 1235 | 123.7263 | 54.5938 | 129.78 | 107.3048 | 4.7521 | 153.8 | 511.9524 | 41.3956 | 215.2203 | 330.0116 | 121.4689
[48 empty] | 1236 | 123.7263 | 54.5938 | 129.78 | 107.3048 | 4.7521 | 153.8 | 511.9524 | 41.3956 | 215.2203 | 330.0116 | 121.4689
[48 empty] | 1237 | 123.7263 | 54.5938 | 129.78 | 107.3048 | 4.7521 | 153.8 | 511.9524 | 41.3956 | 215.2203 | 330.0116 | 121.4689
[48 empty] | 1238 | 123.7263 | 54.5938 | 129.78 | 107.3048 | 4.7521 | 153.8 | 511.9524 | 41.3956 | 215.2203 | 330.0116 | 121.4689
[48 empty] | 1239 | 123.7263 | 54.5938 | 129.78 | 107.3048 | 4.7521 | 153.8 | 511.9524 | 41.3956 | 215.2203 | 330.0116 | 121.4689
[48 empty] | 1240 | 123.7263 | 54.5938 | 129.78 | 107.3048 | 4.7521 | 153.8 | 511.9524 | 41.3956 | 215.2203 | 330.0116 | 121.4689
[48 empty] | 1241 | 123.7263 | 54.5938 | 129.78 | 107.3048 | 4.7521 | 153.8 | 511.9524 | 41.3956 | 215.2203 | 330.0116 | 121.4689
[48 empty] | 1242 | 123.7263 | 54.5938 | 129.78 | 107.3048 | 4.7521 | 153.8 | 511.9524 | 41.3956 | 215.2203 | 330.0116 | 121.4689
[48 empty] | 1243 | 123.7263 | 54.5938 | 129.78 | 107.3048 | 4.7521 | 153.8 | 511.9524 | 41.3956 | 215.2203 | 330.0116 | 121.4689
[48 empty] | 1244 | 123.7263 | 54.5938 | 129.78 | 107.3048 | 4.7521 | 153.8 | 511.9524 | 41.3956 | 215.2203 | 330.0116 | 121.4689
[48 empty] | 1245 | 123.7263 | 54.5938 | 129.78 | 107.3048 | 4.7521 | 153.8 | 511.9524 | 41.3956 | 215.2203 | 330.0116 | 121.4689
[48 empty] | 1246 | 123.7263 | 54.5938 | 129.78 | 107.3048 | 4.7521 | 153.8 | 511.9524 | 41.3956 | 215.2203 | 330.0116 | 121.4689
[48 empty] | 1247 | 123.7263 | 54.5938 | 129.78 | 107.3048 | 4.7521 | 153.8 | 511.9524 | 41.3956 | 215.2203 | 330.0116 | 121.4689
[48 empty] | 1248 | 123.7263 | 54.5938 | 129.78 | 107.3048 | 4.7521 | 153.8 | 511.9524 | 41.3956 | 215.2203 | 330.0116 | 121.4689
[48 empty] | 1249 | 122.6 | 54.2625 | 129.03 | 106.3952 | 4.6907 | 152.55 | 508.1905 | 40.88 | 215.5224 | 314.491 | 122.5311
[48 empty] | 1250 | 122.6 | 54.2625 | 129.03 | 106.3952 | 4.6907 | 152.55 | 508.1905 | 40.88 | 215.5224 | 314.491 | 122.5311
[48 empty] | 1251 | 122.6 | 54.2625 | 129.03 | 106.3952 | 4.6907 | 152.55 | 508.1905 | 40.88 | 215.5224 | 314.491 | 122.5311
[48 empty] | 1252 | 122.6 | 54.2625 | 129.03 | 106.3952 | 4.6907 | 152.55 | 508.1905 | 40.88 | 215.5224 | 314.491 | 122.5311
[48 empty] | 1253 | 122.6 | 54.2625 | 129.03 | 106.3952 | 4.6907 | 152.55 | 508.1905 | 40.88 | 215.5224 | 314.491 | 122.5311
[48 empty] | 1254 | 122.6 | 54.2625 | 129.03 | 106.3952 | 4.6907 | 152.55 | 508.1905 | 40.88 | 215.5224 | 314.491 | 122.5311
[48 empty] | 1255 | 122.6 | 54.2625 | 129.03 | 106.3952 | 4.6907 | 152.55 | 508.1905 | 40.88 | 215.5224 | 314.491 | 122.5311
[48 empty] | 1256 | 122.6 | 54.2625 | 129.03 | 106.3952 | 4.6907 | 152.55 | 508.1905 | 40.88 | 215.5224 | 314.491 | 122.5311
[48 empty] | 1257 | 122.6 | 54.2625 | 129.03 | 106.3952 | 4.6907 | 152.55 | 508.1905 | 40.88 | 215.5224 | 314.491 | 122.5311
[48 empty] | 1258 | 122.6 | 54.2625 | 129.03 | 106.3952 | 4.6907 | 152.55 | 508.1905 | 40.88 | 215.5224 | 314.491 | 122.5311
[48 empty] | 1259 | 122.6 | 54.2625 | 129.03 | 106.3952 | 4.6907 | 152.55 | 508.1905 | 40.88 | 215.5224 | 314.491 | 122.5311
[48 empty] | 1260 | 122.6 | 54.2625 | 129.03 | 106.3952 | 4.6907 | 152.55 | 508.1905 | 40.88 | 215.5224 | 314.491 | 122.5311
[48 empty] | 1261 | 122.6 | 54.2625 | 129.03 | 106.3952 | 4.6907 | 152.55 | 508.1905 | 40.88 | 215.5224 | 314.491 | 122.5311
[48 empty] | 1262 | 122.6 | 54.2625 | 129.03 | 106.3952 | 4.6907 | 152.55 | 508.1905 | 40.88 | 215.5224 | 314.491 | 122.5311
[48 empty] | 1263 | 122.6 | 54.2625 | 129.03 | 106.3952 | 4.6907 | 152.55 | 508.1905 | 40.88 | 215.5224 | 314.491 | 122.5311
[48 empty] | 1264 | 122.6 | 54.2625 | 129.03 | 106.3952 | 4.6907 | 152.55 | 508.1905 | 40.88 | 215.5224 | 314.491 | 122.5311
[48 empty] | 1265 | 122.6 | 54.2625 | 129.03 | 106.3952 | 4.6907 | 152.55 | 508.1905 | 40.88 | 215.5224 | 314.491 | 122.5311
[48 empty] | 1266 | 122.6 | 54.2625 | 129.03 | 106.3952 | 4.6907 | 152.55 | 508.1905 | 40.88 | 215.5224 | 314.491 | 122.5311
[48 empty] | 1267 | 122.6 | 54.2625 | 129.03 | 106.3952 | 4.6907 | 152.55 | 508.1905 | 40.88 | 215.5224 | 314.491 | 122.5311
[48 empty] | 1268 | 122.6 | 54.2625 | 129.03 | 106.3952 | 4.6907 | 152.55 | 508.1905 | 40.88 | 215.5224 | 314.491 | 122.5311
[48 empty] | 1269 | 122.6 | 54.2625 | 129.03 | 106.3952 | 4.6907 | 152.55 | 508.1905 | 40.88 | 215.5224 | 314.491 | 122.5311
[48 empty] | 1270 | 122.6 | 54.2625 | 129.03 | 106.3952 | 4.6907 | 152.55 | 508.1905 | 40.88 | 215.5224 | 314.491 | 122.5311
[48 empty] | 1271 | 122.6 | 54.2625 | 129.03 | 106.3952 | 4.6907 | 152.55 | 508.1905 | 40.88 | 215.5224 | 314.491 | 122.5311
[48 empty] | 1272 | 122.6 | 54.2625 | 129.03 | 106.3952 | 4.6907 | 152.55 | 508.1905 | 40.88 | 215.5224 | 314.491 | 122.5311
[48 empty] | 1273 | 121.9368 | 53.9375 | 128.215 | 105.6238 | 4.6207 | 151.05 | 504.1429 | 40.55 | 210.0556 | 290.3888 | 122.7999
[48 empty] | 1274 | 121.9368 | 53.9375 | 128.215 | 105.6238 | 4.6207 | 151.05 | 504.1429 | 40.55 | 210.0556 | 290.3888 | 122.7999
[48 empty] | 1275 | 121.9368 | 53.9375 | 128.215 | 105.6238 | 4.6207 | 151.05 | 504.1429 | 40.55 | 210.0556 | 290.3888 | 122.7999
[48 empty] | 1276 | 121.9368 | 53.9375 | 128.215 | 105.6238 | 4.6207 | 151.05 | 504.1429 | 40.55 | 210.0556 | 290.3888 | 122.7999
[48 empty] | 1277 | 121.9368 | 53.9375 | 128.215 | 105.6238 | 4.6207 | 151.05 | 504.1429 | 40.55 | 210.0556 | 290.3888 | 122.7999
[48 empty] | 1278 | 121.9368 | 53.9375 | 128.215 | 105.6238 | 4.6207 | 151.05 | 504.1429 | 40.55 | 210.0556 | 290.3888 | 122.7999
[48 empty] | 1279 | 121.9368 | 53.9375 | 128.215 | 105.6238 | 4.6207 | 151.05 | 504.1429 | 40.55 | 210.0556 | 290.3888 | 122.7999
[48 empty] | 1280 | 121.9368 | 53.9375 | 128.215 | 105.6238 | 4.6207 | 151.05 | 504.1429 | 40.55 | 210.0556 | 290.3888 | 122.7999
[48 empty] | 1281 | 121.9368 | 53.9375 | 128.215 | 105.6238 | 4.6207 | 151.05 | 504.1429 | 40.55 | 210.0556 | 290.3888 | 122.7999
[48 empty] | 1282 | 121.9368 | 53.9375 | 128.215 | 105.6238 | 4.6207 | 151.05 | 504.1429 | 40.55 | 210.0556 | 290.3888 | 122.7999
[48 empty] | 1283 | 121.9368 | 53.9375 | 128.215 | 105.6238 | 4.6207 | 151.05 | 504.1429 | 40.55 | 210.0556 | 290.3888 | 122.7999
[48 empty] | 1284 | 121.9368 | 53.9375 | 128.215 | 105.6238 | 4.6207 | 151.05 | 504.1429 | 40.55 | 210.0556 | 290.3888 | 122.7999
[48 empty] | 1285 | 121.9368 | 53.9375 | 128.215 | 105.6238 | 4.6207 | 151.05 | 504.1429 | 40.55 | 210.0556 | 290.3888 | 122.7999
[48 empty] | 1286 | 121.9368 | 53.9375 | 128.215 | 105.6238 | 4.6207 | 151.05 | 504.1429 | 40.55 | 210.0556 | 290.3888 | 122.7999
[48 empty] | 1287 | 121.9368 | 53.9375 | 128.215 | 105.6238 | 4.6207 | 151.05 | 504.1429 | 40.55 | 210.0556 | 290.3888 | 122.7999
[48 empty] | 1288 | 121.9368 | 53.9375 | 128.215 | 105.6238 | 4.6207 | 151.05 | 504.1429 | 40.55 | 210.0556 | 290.3888 | 122.7999
[48 empty] | 1289 | 121.9368 | 53.9375 | 128.215 | 105.6238 | 4.6207 | 151.05 | 504.1429 | 40.55 | 210.0556 | 290.3888 | 122.7999
[48 empty] | 1290 | 121.9368 | 53.9375 | 128.215 | 105.6238 | 4.6207 | 151.05 | 504.1429 | 40.55 | 210.0556 | 290.3888 | 122.7999
[48 empty] | 1291 | 121.9368 | 53.9375 | 128.215 | 105.6238 | 4.6207 | 151.05 | 504.1429 | 40.55 | 210.0556 | 290.3888 | 122.7999
[48 empty] | 1292 | 121.9368 | 53.9375 | 128.215 | 105.6238 | 4.6207 | 151.05 | 504.1429 | 40.55 | 210.0556 | 290.3888 | 122.7999
[48 empty] | 1293 | 121.9368 | 53.9375 | 128.215 | 105.6238 | 4.6207 | 151.05 | 504.1429 | 40.55 | 210.0556 | 290.3888 | 122.7999
[48 empty] | 1294 | 121.9368 | 53.9375 | 128.215 | 105.6238 | 4.6207 | 151.05 | 504.1429 | 40.55 | 210.0556 | 290.3888 | 122.7999
[48 empty] | 1295 | 121.9368 | 53.9375 | 128.215 | 105.6238 | 4.6207 | 151.05 | 504.1429 | 40.55 | 210.0556 | 290.3888 | 122.7999
[48 empty] | 1296 | 121.9368 | 53.9375 | 128.215 | 105.6238 | 4.6207 | 151.05 | 504.1429 | 40.55 | 210.0556 | 290.3888 | 122.7999
[48 empty] | 1297 | 121.0579 | 53.5812 | 127.215 | 104.9238 | 4.5686 | 149.65 | 500.3333 | 40.2425 | 208.8854 | 287.0069 | 122.4747
[48 empty] | 1298 | 121.0579 | 53.5812 | 127.215 | 104.9238 | 4.5686 | 149.65 | 500.3333 | 40.2425 | 208.8854 | 287.0069 | 122.4747
[48 empty] | 1299 | 121.0579 | 53.5812 | 127.215 | 104.9238 | 4.5686 | 149.65 | 500.3333 | 40.2425 | 208.8854 | 287.0069 | 122.4747
[48 empty] | 1300 | 121.0579 | 53.5812 | 127.215 | 104.9238 | 4.5686 | 149.65 | 500.3333 | 40.2425 | 208.8854 | 287.0069 | 122.4747
[48 empty] | 1301 | 121.0579 | 53.5812 | 127.215 | 104.9238 | 4.5686 | 149.65 | 500.3333 | 40.2425 | 208.8854 | 287.0069 | 122.4747
[48 empty] | 1302 | 121.0579 | 53.5812 | 127.215 | 104.9238 | 4.5686 | 149.65 | 500.3333 | 40.2425 | 208.8854 | 287.0069 | 122.4747
[48 empty] | 1303 | 121.0579 | 53.5812 | 127.215 | 104.9238 | 4.5686 | 149.65 | 500.3333 | 40.2425 | 208.8854 | 287.0069 | 122.4747
[48 empty] | 1304 | 121.0579 | 53.5812 | 127.215 | 104.9238 | 4.5686 | 149.65 | 500.3333 | 40.2425 | 208.8854 | 287.0069 | 122.4747
[48 empty] | 1305 | 121.0579 | 53.5812 | 127.215 | 104.9238 | 4.5686 | 149.65 | 500.3333 | 40.2425 | 208.8854 | 287.0069 | 122.4747
[48 empty] | 1306 | 121.0579 | 53.5812 | 127.215 | 104.9238 | 4.5686 | 149.65 | 500.3333 | 40.2425 | 208.8854 | 287.0069 | 122.4747
[48 empty] | 1307 | 121.0579 | 53.5812 | 127.215 | 104.9238 | 4.5686 | 149.65 | 500.3333 | 40.2425 | 208.8854 | 287.0069 | 122.4747
[48 empty] | 1308 | 121.0579 | 53.5812 | 127.215 | 104.9238 | 4.5686 | 149.65 | 500.3333 | 40.2425 | 208.8854 | 287.0069 | 122.4747
[48 empty] | 1309 | 121.0579 | 53.5812 | 127.215 | 104.9238 | 4.5686 | 149.65 | 500.3333 | 40.2425 | 208.8854 | 287.0069 | 122.4747
[48 empty] | 1310 | 121.0579 | 53.5812 | 127.215 | 104.9238 | 4.5686 | 149.65 | 500.3333 | 40.2425 | 208.8854 | 287.0069 | 122.4747
[48 empty] | 1311 | 121.0579 | 53.5812 | 127.215 | 104.9238 | 4.5686 | 149.65 | 500.3333 | 40.2425 | 208.8854 | 287.0069 | 122.4747
[48 empty] | 1312 | 121.0579 | 53.5812 | 127.215 | 104.9238 | 4.5686 | 149.65 | 500.3333 | 40.2425 | 208.8854 | 287.0069 | 122.4747
[48 empty] | 1313 | 121.0579 | 53.5812 | 127.215 | 104.9238 | 4.5686 | 149.65 | 500.3333 | 40.2425 | 208.8854 | 287.0069 | 122.4747
[48 empty] | 1314 | 121.0579 | 53.5812 | 127.215 | 104.9238 | 4.5686 | 149.65 | 500.3333 | 40.2425 | 208.8854 | 287.0069 | 122.4747
[48 empty] | 1315 | 121.0579 | 53.5812 | 127.215 | 104.9238 | 4.5686 | 149.65 | 500.3333 | 40.2425 | 208.8854 | 287.0069 | 122.4747
[48 empty] | 1316 | 121.0579 | 53.5812 | 127.215 | 104.9238 | 4.5686 | 149.65 | 500.3333 | 40.2425 | 208.8854 | 287.0069 | 122.4747
[48 empty] | 1317 | 121.0579 | 53.5812 | 127.215 | 104.9238 | 4.5686 | 149.65 | 500.3333 | 40.2425 | 208.8854 | 287.0069 | 122.4747
[48 empty] | 1318 | 121.0579 | 53.5812 | 127.215 | 104.9238 | 4.5686 | 149.65 | 500.3333 | 40.2425 | 208.8854 | 287.0069 | 122.4747
[48 empty] | 1319 | 121.0579 | 53.5812 | 127.215 | 104.9238 | 4.5686 | 149.65 | 500.3333 | 40.2425 | 208.8854 | 287.0069 | 122.4747
[48 empty] | 1320 | 121.0579 | 53.5812 | 127.215 | 104.9238 | 4.5686 | 149.65 | 500.3333 | 40.2425 | 208.8854 | 287.0069 | 122.4747
[48 empty] | 1321 | 120.2368 | 53.2375 | 126.465 | 104.2714 | 4.5057 | 148.5 | 496.5714 | 39.8569 | 205.506 | 274.063 | 121.6996
[48 empty] | 1322 | 120.2368 | 53.2375 | 126.465 | 104.2714 | 4.5057 | 148.5 | 496.5714 | 39.8569 | 205.506 | 274.063 | 121.6996
[48 empty] | 1323 | 120.2368 | 53.2375 | 126.465 | 104.2714 | 4.5057 | 148.5 | 496.5714 | 39.8569 | 205.506 | 274.063 | 121.6996
[48 empty] | 1324 | 120.2368 | 53.2375 | 126.465 | 104.2714 | 4.5057 | 148.5 | 496.5714 | 39.8569 | 205.506 | 274.063 | 121.6996
[48 empty] | 1325 | 120.2368 | 53.2375 | 126.465 | 104.2714 | 4.5057 | 148.5 | 496.5714 | 39.8569 | 205.506 | 274.063 | 121.6996
[48 empty] | 1326 | 120.2368 | 53.2375 | 126.465 | 104.2714 | 4.5057 | 148.5 | 496.5714 | 39.8569 | 205.506 | 274.063 | 121.6996
[48 empty] | 1327 | 120.2368 | 53.2375 | 126.465 | 104.2714 | 4.5057 | 148.5 | 496.5714 | 39.8569 | 205.506 | 274.063 | 121.6996
[48 empty] | 1328 | 120.2368 | 53.2375 | 126.465 | 104.2714 | 4.5057 | 148.5 | 496.5714 | 39.8569 | 205.506 | 274.063 | 121.6996
[48 empty] | 1329 | 120.2368 | 53.2375 | 126.465 | 104.2714 | 4.5057 | 148.5 | 496.5714 | 39.8569 | 205.506 | 274.063 | 121.6996
[48 empty] | 1330 | 120.2368 | 53.2375 | 126.465 | 104.2714 | 4.5057 | 148.5 | 496.5714 | 39.8569 | 205.506 | 274.063 | 121.6996
[48 empty] | 1331 | 120.2368 | 53.2375 | 126.465 | 104.2714 | 4.5057 | 148.5 | 496.5714 | 39.8569 | 205.506 | 274.063 | 121.6996
[48 empty] | 1332 | 120.2368 | 53.2375 | 126.465 | 104.2714 | 4.5057 | 148.5 | 496.5714 | 39.8569 | 205.506 | 274.063 | 121.6996
[48 empty] | 1333 | 120.2368 | 53.2375 | 126.465 | 104.2714 | 4.5057 | 148.5 | 496.5714 | 39.8569 | 205.506 | 274.063 | 121.6996
[48 empty] | 1334 | 120.2368 | 53.2375 | 126.465 | 104.2714 | 4.5057 | 148.5 | 496.5714 | 39.8569 | 205.506 | 274.063 | 121.6996
[48 empty] | 1335 | 120.2368 | 53.2375 | 126.465 | 104.2714 | 4.5057 | 148.5 | 496.5714 | 39.8569 | 205.506 | 274.063 | 121.6996
[48 empty] | 1336 | 120.2368 | 53.2375 | 126.465 | 104.2714 | 4.5057 | 148.5 | 496.5714 | 39.8569 | 205.506 | 274.063 | 121.6996
[48 empty] | 1337 | 120.2368 | 53.2375 | 126.465 | 104.2714 | 4.5057 | 148.5 | 496.5714 | 39.8569 | 205.506 | 274.063 | 121.6996
[48 empty] | 1338 | 120.2368 | 53.2375 | 126.465 | 104.2714 | 4.5057 | 148.5 | 496.5714 | 39.8569 | 205.506 | 274.063 | 121.6996
[48 empty] | 1339 | 120.2368 | 53.2375 | 126.465 | 104.2714 | 4.5057 | 148.5 | 496.5714 | 39.8569 | 205.506 | 274.063 | 121.6996
[48 empty] | 1340 | 120.2368 | 53.2375 | 126.465 | 104.2714 | 4.5057 | 148.5 | 496.5714 | 39.8569 | 205.506 | 274.063 | 121.6996
[48 empty] | 1341 | 120.2368 | 53.2375 | 126.465 | 104.2714 | 4.5057 | 148.5 | 496.5714 | 39.8569 | 205.506 | 274.063 | 121.6996
[48 empty] | 1342 | 120.2368 | 53.2375 | 126.465 | 104.2714 | 4.5057 | 148.5 | 496.5714 | 39.8569 | 205.506 | 274.063 | 121.6996
[48 empty] | 1343 | 120.2368 | 53.2375 | 126.465 | 104.2714 | 4.5057 | 148.5 | 496.5714 | 39.8569 | 205.506 | 274.063 | 121.6996
[48 empty] | 1344 | 120.2368 | 53.2375 | 126.465 | 104.2714 | 4.5057 | 148.5 | 496.5714 | 39.8569 | 205.506 | 274.063 | 121.6996
[48 empty] | 1345 | 119.3105 | 52.9 | 125.395 | 103.7429 | 4.4336 | 147.15 | 493.1905 | 39.5181 | 195.1848 | 254.7249 | 117.8392
[48 empty] | 1346 | 119.3105 | 52.9 | 125.395 | 103.7429 | 4.4336 | 147.15 | 493.1905 | 39.5181 | 195.1848 | 254.7249 | 117.8392
[48 empty] | 1347 | 119.3105 | 52.9 | 125.395 | 103.7429 | 4.4336 | 147.15 | 493.1905 | 39.5181 | 195.1848 | 254.7249 | 117.8392
[48 empty] | 1348 | 119.3105 | 52.9 | 125.395 | 103.7429 | 4.4336 | 147.15 | 493.1905 | 39.5181 | 195.1848 | 254.7249 | 117.8392
[48 empty] | 1349 | 119.3105 | 52.9 | 125.395 | 103.7429 | 4.4336 | 147.15 | 493.1905 | 39.5181 | 195.1848 | 254.7249 | 117.8392
[48 empty] | 1350 | 119.3105 | 52.9 | 125.395 | 103.7429 | 4.4336 | 147.15 | 493.1905 | 39.5181 | 195.1848 | 254.7249 | 117.8392
[48 empty] | 1351 | 119.3105 | 52.9 | 125.395 | 103.7429 | 4.4336 | 147.15 | 493.1905 | 39.5181 | 195.1848 | 254.7249 | 117.8392
[48 empty] | 1352 | 119.3105 | 52.9 | 125.395 | 103.7429 | 4.4336 | 147.15 | 493.1905 | 39.5181 | 195.1848 | 254.7249 | 117.8392
[48 empty] | 1353 | 119.3105 | 52.9 | 125.395 | 103.7429 | 4.4336 | 147.15 | 493.1905 | 39.5181 | 195.1848 | 254.7249 | 117.8392
[48 empty] | 1354 | 119.3105 | 52.9 | 125.395 | 103.7429 | 4.4336 | 147.15 | 493.1905 | 39.5181 | 195.1848 | 254.7249 | 117.8392
[48 empty] | 1355 | 119.3105 | 52.9 | 125.395 | 103.7429 | 4.4336 | 147.15 | 493.1905 | 39.5181 | 195.1848 | 254.7249 | 117.8392
[48 empty] | 1356 | 119.3105 | 52.9 | 125.395 | 103.7429 | 4.4336 | 147.15 | 493.1905 | 39.5181 | 195.1848 | 254.7249 | 117.8392
[48 empty] | 1357 | 119.3105 | 52.9 | 125.395 | 103.7429 | 4.4336 | 147.15 | 493.1905 | 39.5181 | 195.1848 | 254.7249 | 117.8392
[48 empty] | 1358 | 119.3105 | 52.9 | 125.395 | 103.7429 | 4.4336 | 147.15 | 493.1905 | 39.5181 | 195.1848 | 254.7249 | 117.8392
[48 empty] | 1359 | 119.3105 | 52.9 | 125.395 | 103.7429 | 4.4336 | 147.15 | 493.1905 | 39.5181 | 195.1848 | 254.7249 | 117.8392
[48 empty] | 1360 | 119.3105 | 52.9 | 125.395 | 103.7429 | 4.4336 | 147.15 | 493.1905 | 39.5181 | 195.1848 | 254.7249 | 117.8392
[48 empty] | 1361 | 119.3105 | 52.9 | 125.395 | 103.7429 | 4.4336 | 147.15 | 493.1905 | 39.5181 | 195.1848 | 254.7249 | 117.8392
[48 empty] | 1362 | 119.3105 | 52.9 | 125.395 | 103.7429 | 4.4336 | 147.15 | 493.1905 | 39.5181 | 195.1848 | 254.7249 | 117.8392
[48 empty] | 1363 | 119.3105 | 52.9 | 125.395 | 103.7429 | 4.4336 | 147.15 | 493.1905 | 39.5181 | 195.1848 | 254.7249 | 117.8392
[48 empty] | 1364 | 119.3105 | 52.9 | 125.395 | 103.7429 | 4.4336 | 147.15 | 493.1905 | 39.5181 | 195.1848 | 254.7249 | 117.8392
[48 empty] | 1365 | 119.3105 | 52.9 | 125.395 | 103.7429 | 4.4336 | 147.15 | 493.1905 | 39.5181 | 195.1848 | 254.7249 | 117.8392
[48 empty] | 1366 | 119.3105 | 52.9 | 125.395 | 103.7429 | 4.4336 | 147.15 | 493.1905 | 39.5181 | 195.1848 | 254.7249 | 117.8392
[48 empty] | 1367 | 119.3105 | 52.9 | 125.395 | 103.7429 | 4.4336 | 147.15 | 493.1905 | 39.5181 | 195.1848 | 254.7249 | 117.8392
[48 empty] | 1368 | 119.3105 | 52.9 | 125.395 | 103.7429 | 4.4336 | 147.15 | 493.1905 | 39.5181 | 195.1848 | 254.7249 | 117.8392
[48 empty] | 1369 | 118.5632 | 52.6375 | 124.575 | 103.0952 | 4.3836 | 146.05 | 489.6667 | 39.1863 | 197.0465 | 247.1875 | 115.5305
[48 empty] | 1370 | 118.5632 | 52.6375 | 124.575 | 103.0952 | 4.3836 | 146.05 | 489.6667 | 39.1863 | 197.0465 | 247.1875 | 115.5305
[48 empty] | 1371 | 118.5632 | 52.6375 | 124.575 | 103.0952 | 4.3836 | 146.05 | 489.6667 | 39.1863 | 197.0465 | 247.1875 | 115.5305
[48 empty] | 1372 | 118.5632 | 52.6375 | 124.575 | 103.0952 | 4.3836 | 146.05 | 489.6667 | 39.1863 | 197.0465 | 247.1875 | 115.5305
[48 empty] | 1373 | 118.5632 | 52.6375 | 124.575 | 103.0952 | 4.3836 | 146.05 | 489.6667 | 39.1863 | 197.0465 | 247.1875 | 115.5305
[48 empty] | 1374 | 118.5632 | 52.6375 | 124.575 | 103.0952 | 4.3836 | 146.05 | 489.6667 | 39.1863 | 197.0465 | 247.1875 | 115.5305
[48 empty] | 1375 | 118.5632 | 52.6375 | 124.575 | 103.0952 | 4.3836 | 146.05 | 489.6667 | 39.1863 | 197.0465 | 247.1875 | 115.5305
[48 empty] | 1376 | 118.5632 | 52.6375 | 124.575 | 103.0952 | 4.3836 | 146.05 | 489.6667 | 39.1863 | 197.0465 | 247.1875 | 115.5305
[48 empty] | 1377 | 118.5632 | 52.6375 | 124.575 | 103.0952 | 4.3836 | 146.05 | 489.6667 | 39.1863 | 197.0465 | 247.1875 | 115.5305
[48 empty] | 1378 | 118.5632 | 52.6375 | 124.575 | 103.0952 | 4.3836 | 146.05 | 489.6667 | 39.1863 | 197.0465 | 247.1875 | 115.5305
[48 empty] | 1379 | 118.5632 | 52.6375 | 124.575 | 103.0952 | 4.3836 | 146.05 | 489.6667 | 39.1863 | 197.0465 | 247.1875 | 115.5305
[48 empty] | 1380 | 118.5632 | 52.6375 | 124.575 | 103.0952 | 4.3836 | 146.05 | 489.6667 | 39.1863 | 197.0465 | 247.1875 | 115.5305
[48 empty] | 1381 | 118.5632 | 52.6375 | 124.575 | 103.0952 | 4.3836 | 146.05 | 489.6667 | 39.1863 | 197.0465 | 247.1875 | 115.5305
[48 empty] | 1382 | 118.5632 | 52.6375 | 124.575 | 103.0952 | 4.3836 | 146.05 | 489.6667 | 39.1863 | 197.0465 | 247.1875 | 115.5305
[48 empty] | 1383 | 118.5632 | 52.6375 | 124.575 | 103.0952 | 4.3836 | 146.05 | 489.6667 | 39.1863 | 197.0465 | 247.1875 | 115.5305
[48 empty] | 1384 | 118.5632 | 52.6375 | 124.575 | 103.0952 | 4.3836 | 146.05 | 489.6667 | 39.1863 | 197.0465 | 247.1875 | 115.5305
[48 empty] | 1385 | 118.5632 | 52.6375 | 124.575 | 103.0952 | 4.3836 | 146.05 | 489.6667 | 39.1863 | 197.0465 | 247.1875 | 115.5305
[48 empty] | 1386 | 118.5632 | 52.6375 | 124.575 | 103.0952 | 4.3836 | 146.05 | 489.6667 | 39.1863 | 197.0465 | 247.1875 | 115.5305
[48 empty] | 1387 | 118.5632 | 52.6375 | 124.575 | 103.0952 | 4.3836 | 146.05 | 489.6667 | 39.1863 | 197.0465 | 247.1875 | 115.5305
[48 empty] | 1388 | 118.5632 | 52.6375 | 124.575 | 103.0952 | 4.3836 | 146.05 | 489.6667 | 39.1863 | 197.0465 | 247.1875 | 115.5305
[48 empty] | 1389 | 118.5632 | 52.6375 | 124.575 | 103.0952 | 4.3836 | 146.05 | 489.6667 | 39.1863 | 197.0465 | 247.1875 | 115.5305
[48 empty] | 1390 | 118.5632 | 52.6375 | 124.575 | 103.0952 | 4.3836 | 146.05 | 489.6667 | 39.1863 | 197.0465 | 247.1875 | 115.5305
[48 empty] | 1391 | 118.5632 | 52.6375 | 124.575 | 103.0952 | 4.3836 | 146.05 | 489.6667 | 39.1863 | 197.0465 | 247.1875 | 115.5305
[48 empty] | 1392 | 118.5632 | 52.6375 | 124.575 | 103.0952 | 4.3836 | 146.05 | 489.6667 | 39.1863 | 197.0465 | 247.1875 | 115.5305
[48 empty] | 1393 | 117.8895 | 52.3188 | 123.75 | 102.4381 | 4.3214 | 144.79 | 486.9048 | 38.8356 | 202.358 | 258.7198 | 113.9279
[48 empty] | 1394 | 117.8895 | 52.3188 | 123.75 | 102.4381 | 4.3214 | 144.79 | 486.9048 | 38.8356 | 202.358 | 258.7198 | 113.9279
[48 empty] | 1395 | 117.8895 | 52.3188 | 123.75 | 102.4381 | 4.3214 | 144.79 | 486.9048 | 38.8356 | 202.358 | 258.7198 | 113.9279
[48 empty] | 1396 | 117.8895 | 52.3188 | 123.75 | 102.4381 | 4.3214 | 144.79 | 486.9048 | 38.8356 | 202.358 | 258.7198 | 113.9279
[48 empty] | 1397 | 117.8895 | 52.3188 | 123.75 | 102.4381 | 4.3214 | 144.79 | 486.9048 | 38.8356 | 202.358 | 258.7198 | 113.9279
[48 empty] | 1398 | 117.8895 | 52.3188 | 123.75 | 102.4381 | 4.3214 | 144.79 | 486.9048 | 38.8356 | 202.358 | 258.7198 | 113.9279
[48 empty] | 1399 | 117.8895 | 52.3188 | 123.75 | 102.4381 | 4.3214 | 144.79 | 486.9048 | 38.8356 | 202.358 | 258.7198 | 113.9279
[48 empty] | 1400 | 117.8895 | 52.3188 | 123.75 | 102.4381 | 4.3214 | 144.79 | 486.9048 | 38.8356 | 202.358 | 258.7198 | 113.9279
[48 empty] | 1401 | 117.8895 | 52.3188 | 123.75 | 102.4381 | 4.3214 | 144.79 | 486.9048 | 38.8356 | 202.358 | 258.7198 | 113.9279
[48 empty] | 1402 | 117.8895 | 52.3188 | 123.75 | 102.4381 | 4.3214 | 144.79 | 486.9048 | 38.8356 | 202.358 | 258.7198 | 113.9279
[48 empty] | 1403 | 117.8895 | 52.3188 | 123.75 | 102.4381 | 4.3214 | 144.79 | 486.9048 | 38.8356 | 202.358 | 258.7198 | 113.9279
[48 empty] | 1404 | 117.8895 | 52.3188 | 123.75 | 102.4381 | 4.3214 | 144.79 | 486.9048 | 38.8356 | 202.358 | 258.7198 | 113.9279
[48 empty] | 1405 | 117.8895 | 52.3188 | 123.75 | 102.4381 | 4.3214 | 144.79 | 486.9048 | 38.8356 | 202.358 | 258.7198 | 113.9279
[48 empty] | 1406 | 117.8895 | 52.3188 | 123.75 | 102.4381 | 4.3214 | 144.79 | 486.9048 | 38.8356 | 202.358 | 258.7198 | 113.9279
[48 empty] | 1407 | 117.8895 | 52.3188 | 123.75 | 102.4381 | 4.3214 | 144.79 | 486.9048 | 38.8356 | 202.358 | 258.7198 | 113.9279
[48 empty] | 1408 | 117.8895 | 52.3188 | 123.75 | 102.4381 | 4.3214 | 144.79 | 486.9048 | 38.8356 | 202.358 | 258.7198 | 113.9279
[48 empty] | 1409 | 117.8895 | 52.3188 | 123.75 | 102.4381 | 4.3214 | 144.79 | 486.9048 | 38.8356 | 202.358 | 258.7198 | 113.9279
[48 empty] | 1410 | 117.8895 | 52.3188 | 123.75 | 102.4381 | 4.3214 | 144.79 | 486.9048 | 38.8356 | 202.358 | 258.7198 | 113.9279
[48 empty] | 1411 | 117.8895 | 52.3188 | 123.75 | 102.4381 | 4.3214 | 144.79 | 486.9048 | 38.8356 | 202.358 | 258.7198 | 113.9279
[48 empty] | 1412 | 117.8895 | 52.3188 | 123.75 | 102.4381 | 4.3214 | 144.79 | 486.9048 | 38.8356 | 202.358 | 258.7198 | 113.9279
[48 empty] | 1413 | 117.8895 | 52.3188 | 123.75 | 102.4381 | 4.3214 | 144.79 | 486.9048 | 38.8356 | 202.358 | 258.7198 | 113.9279
[48 empty] | 1414 | 117.8895 | 52.3188 | 123.75 | 102.4381 | 4.3214 | 144.79 | 486.9048 | 38.8356 | 202.358 | 258.7198 | 113.9279
[48 empty] | 1415 | 117.8895 | 52.3188 | 123.75 | 102.4381 | 4.3214 | 144.79 | 486.9048 | 38.8356 | 202.358 | 258.7198 | 113.9279
[48 empty] | 1416 | 117.8895 | 52.3188 | 123.75 | 102.4381 | 4.3214 | 144.79 | 486.9048 | 38.8356 | 202.358 | 258.7198 | 113.9279
[48 empty] | 1417 | 116.1263 | 51.7313 | 122.3 | 101.2333 | 4.2286 | 142.65 | 479.9048 | 38.2631 | 199.0175 | 247.3651 | 113.8555
[48 empty] | 1418 | 116.1263 | 51.7313 | 122.3 | 101.2333 | 4.2286 | 142.65 | 479.9048 | 38.2631 | 199.0175 | 247.3651 | 113.8555
[48 empty] | 1419 | 116.1263 | 51.7313 | 122.3 | 101.2333 | 4.2286 | 142.65 | 479.9048 | 38.2631 | 199.0175 | 247.3651 | 113.8555
[48 empty] | 1420 | 116.1263 | 51.7313 | 122.3 | 101.2333 | 4.2286 | 142.65 | 479.9048 | 38.2631 | 199.0175 | 247.3651 | 113.8555
[48 empty] | 1421 | 116.1263 | 51.7313 | 122.3 | 101.2333 | 4.2286 | 142.65 | 479.9048 | 38.2631 | 199.0175 | 247.3651 | 113.8555
[48 empty] | 1422 | 116.1263 | 51.7313 | 122.3 | 101.2333 | 4.2286 | 142.65 | 479.9048 | 38.2631 | 199.0175 | 247.3651 | 113.8555
[48 empty] | 1423 | 116.1263 | 51.7313 | 122.3 | 101.2333 | 4.2286 | 142.65 | 479.9048 | 38.2631 | 199.0175 | 247.3651 | 113.8555
[48 empty] | 1424 | 116.1263 | 51.7313 | 122.3 | 101.2333 | 4.2286 | 142.65 | 479.9048 | 38.2631 | 199.0175 | 247.3651 | 113.8555
[48 empty] | 1425 | 116.1263 | 51.7313 | 122.3 | 101.2333 | 4.2286 | 142.65 | 479.9048 | 38.2631 | 199.0175 | 247.3651 | 113.8555
[48 empty] | 1426 | 116.1263 | 51.7313 | 122.3 | 101.2333 | 4.2286 | 142.65 | 479.9048 | 38.2631 | 199.0175 | 247.3651 | 113.8555
[48 empty] | 1427 | 116.1263 | 51.7313 | 122.3 | 101.2333 | 4.2286 | 142.65 | 479.9048 | 38.2631 | 199.0175 | 247.3651 | 113.8555
[48 empty] | 1428 | 116.1263 | 51.7313 | 122.3 | 101.2333 | 4.2286 | 142.65 | 479.9048 | 38.2631 | 199.0175 | 247.3651 | 113.8555
[48 empty] | 1429 | 116.1263 | 51.7313 | 122.3 | 101.2333 | 4.2286 | 142.65 | 479.9048 | 38.2631 | 199.0175 | 247.3651 | 113.8555
[48 empty] | 1430 | 116.1263 | 51.7313 | 122.3 | 101.2333 | 4.2286 | 142.65 | 479.9048 | 38.2631 | 199.0175 | 247.3651 | 113.8555
[48 empty] | 1431 | 116.1263 | 51.7313 | 122.3 | 101.2333 | 4.2286 | 142.65 | 479.9048 | 38.2631 | 199.0175 | 247.3651 | 113.8555
[48 empty] | 1432 | 116.1263 | 51.7313 | 122.3 | 101.2333 | 4.2286 | 142.65 | 479.9048 | 38.2631 | 199.0175 | 247.3651 | 113.8555
[48 empty] | 1433 | 116.1263 | 51.7313 | 122.3 | 101.2333 | 4.2286 | 142.65 | 479.9048 | 38.2631 | 199.0175 | 247.3651 | 113.8555
[48 empty] | 1434 | 116.1263 | 51.7313 | 122.3 | 101.2333 | 4.2286 | 142.65 | 479.9048 | 38.2631 | 199.0175 | 247.3651 | 113.8555
[48 empty] | 1435 | 116.1263 | 51.7313 | 122.3 | 101.2333 | 4.2286 | 142.65 | 479.9048 | 38.2631 | 199.0175 | 247.3651 | 113.8555
[48 empty] | 1436 | 116.1263 | 51.7313 | 122.3 | 101.2333 | 4.2286 | 142.65 | 479.9048 | 38.2631 | 199.0175 | 247.3651 | 113.8555
[48 empty] | 1437 | 116.1263 | 51.7313 | 122.3 | 101.2333 | 4.2286 | 142.65 | 479.9048 | 38.2631 | 199.0175 | 247.3651 | 113.8555
[48 empty] | 1438 | 116.1263 | 51.7313 | 122.3 | 101.2333 | 4.2286 | 142.65 | 479.9048 | 38.2631 | 199.0175 | 247.3651 | 113.8555
[48 empty] | 1439 | 116.1263 | 51.7313 | 122.3 | 101.2333 | 4.2286 | 142.65 | 479.9048 | 38.2631 | 199.0175 | 247.3651 | 113.8555
[48 empty] | 1440 | 116.1263 | 51.7313 | 122.3 | 101.2333 | 4.2286 | 142.65 | 479.9048 | 38.2631 | 199.0175 | 247.3651 | 113.8555
[48 empty] | 1441 | 115.5632 | 51.4 | 121.675 | 100.6619 | 4.1786 | 141.135 | 477.7143 | 37.8994 | 199.9438 | 243.6937 | 113.3858
[48 empty] | 1442 | 115.5632 | 51.4 | 121.675 | 100.6619 | 4.1786 | 141.135 | 477.7143 | 37.8994 | 199.9438 | 243.6937 | 113.3858
[48 empty] | 1443 | 115.5632 | 51.4 | 121.675 | 100.6619 | 4.1786 | 141.135 | 477.7143 | 37.8994 | 199.9438 | 243.6937 | 113.3858
[48 empty] | 1444 | 115.5632 | 51.4 | 121.675 | 100.6619 | 4.1786 | 141.135 | 477.7143 | 37.8994 | 199.9438 | 243.6937 | 113.3858
[48 empty] | 1445 | 115.5632 | 51.4 | 121.675 | 100.6619 | 4.1786 | 141.135 | 477.7143 | 37.8994 | 199.9438 | 243.6937 | 113.3858
[48 empty] | 1446 | 115.5632 | 51.4 | 121.675 | 100.6619 | 4.1786 | 141.135 | 477.7143 | 37.8994 | 199.9438 | 243.6937 | 113.3858
[48 empty] | 1447 | 115.5632 | 51.4 | 121.675 | 100.6619 | 4.1786 | 141.135 | 477.7143 | 37.8994 | 199.9438 | 243.6937 | 113.3858
[48 empty] | 1448 | 115.5632 | 51.4 | 121.675 | 100.6619 | 4.1786 | 141.135 | 477.7143 | 37.8994 | 199.9438 | 243.6937 | 113.3858
[48 empty] | 1449 | 115.5632 | 51.4 | 121.675 | 100.6619 | 4.1786 | 141.135 | 477.7143 | 37.8994 | 199.9438 | 243.6937 | 113.3858
[48 empty] | 1450 | 115.5632 | 51.4 | 121.675 | 100.6619 | 4.1786 | 141.135 | 477.7143 | 37.8994 | 199.9438 | 243.6937 | 113.3858
[48 empty] | 1451 | 115.5632 | 51.4 | 121.675 | 100.6619 | 4.1786 | 141.135 | 477.7143 | 37.8994 | 199.9438 | 243.6937 | 113.3858
[48 empty] | 1452 | 115.5632 | 51.4 | 121.675 | 100.6619 | 4.1786 | 141.135 | 477.7143 | 37.8994 | 199.9438 | 243.6937 | 113.3858
[48 empty] | 1453 | 115.5632 | 51.4 | 121.675 | 100.6619 | 4.1786 | 141.135 | 477.7143 | 37.8994 | 199.9438 | 243.6937 | 113.3858
[48 empty] | 1454 | 115.5632 | 51.4 | 121.675 | 100.6619 | 4.1786 | 141.135 | 477.7143 | 37.8994 | 199.9438 | 243.6937 | 113.3858
[48 empty] | 1455 | 115.5632 | 51.4 | 121.675 | 100.6619 | 4.1786 | 141.135 | 477.7143 | 37.8994 | 199.9438 | 243.6937 | 113.3858
[48 empty] | 1456 | 115.5632 | 51.4 | 121.675 | 100.6619 | 4.1786 | 141.135 | 477.7143 | 37.8994 | 199.9438 | 243.6937 | 113.3858
[48 empty] | 1457 | 115.5632 | 51.4 | 121.675 | 100.6619 | 4.1786 | 141.135 | 477.7143 | 37.8994 | 199.9438 | 243.6937 | 113.3858
[48 empty] | 1458 | 115.5632 | 51.4 | 121.675 | 100.6619 | 4.1786 | 141.135 | 477.7143 | 37.8994 | 199.9438 | 243.6937 | 113.3858
[48 empty] | 1459 | 115.5632 | 51.4 | 121.675 | 100.6619 | 4.1786 | 141.135 | 477.7143 | 37.8994 | 199.9438 | 243.6937 | 113.3858
[48 empty] | 1460 | 115.5632 | 51.4 | 121.675 | 100.6619 | 4.1786 | 141.135 | 477.7143 | 37.8994 | 199.9438 | 243.6937 | 113.3858
[48 empty] | 1461 | 115.5632 | 51.4 | 121.675 | 100.6619 | 4.1786 | 141.135 | 477.7143 | 37.8994 | 199.9438 | 243.6937 | 113.3858
[48 empty] | 1462 | 115.5632 | 51.4 | 121.675 | 100.6619 | 4.1786 | 141.135 | 477.7143 | 37.8994 | 199.9438 | 243.6937 | 113.3858
[48 empty] | 1463 | 115.5632 | 51.4 | 121.675 | 100.6619 | 4.1786 | 141.135 | 477.7143 | 37.8994 | 199.9438 | 243.6937 | 113.3858
[48 empty] | 1464 | 115.5632 | 51.4 | 121.675 | 100.6619 | 4.1786 | 141.135 | 477.7143 | 37.8994 | 199.9438 | 243.6937 | 113.3858
[48 empty] | 1465 | 115.0421 | 51.0938 | 120.95 | 100.181 | 4.13 | 139.945 | 474.2381 | 37.5875 | 203.8383 | 239.4645 | 114.4787
[48 empty] | 1466 | 115.0421 | 51.0938 | 120.95 | 100.181 | 4.13 | 139.945 | 474.2381 | 37.5875 | 203.8383 | 239.4645 | 114.4787
[48 empty] | 1467 | 115.0421 | 51.0938 | 120.95 | 100.181 | 4.13 | 139.945 | 474.2381 | 37.5875 | 203.8383 | 239.4645 | 114.4787
[48 empty] | 1468 | 115.0421 | 51.0938 | 120.95 | 100.181 | 4.13 | 139.945 | 474.2381 | 37.5875 | 203.8383 | 239.4645 | 114.4787
[48 empty] | 1469 | 115.0421 | 51.0938 | 120.95 | 100.181 | 4.13 | 139.945 | 474.2381 | 37.5875 | 203.8383 | 239.4645 | 114.4787
[48 empty] | 1470 | 115.0421 | 51.0938 | 120.95 | 100.181 | 4.13 | 139.945 | 474.2381 | 37.5875 | 203.8383 | 239.4645 | 114.4787
[48 empty] | 1471 | 115.0421 | 51.0938 | 120.95 | 100.181 | 4.13 | 139.945 | 474.2381 | 37.5875 | 203.8383 | 239.4645 | 114.4787
[48 empty] | 1472 | 115.0421 | 51.0938 | 120.95 | 100.181 | 4.13 | 139.945 | 474.2381 | 37.5875 | 203.8383 | 239.4645 | 114.4787
[48 empty] | 1473 | 115.0421 | 51.0938 | 120.95 | 100.181 | 4.13 | 139.945 | 474.2381 | 37.5875 | 203.8383 | 239.4645 | 114.4787
[48 empty] | 1474 | 115.0421 | 51.0938 | 120.95 | 100.181 | 4.13 | 139.945 | 474.2381 | 37.5875 | 203.8383 | 239.4645 | 114.4787
[48 empty] | 1475 | 115.0421 | 51.0938 | 120.95 | 100.181 | 4.13 | 139.945 | 474.2381 | 37.5875 | 203.8383 | 239.4645 | 114.4787
[48 empty] | 1476 | 115.0421 | 51.0938 | 120.95 | 100.181 | 4.13 | 139.945 | 474.2381 | 37.5875 | 203.8383 | 239.4645 | 114.4787
[48 empty] | 1477 | 115.0421 | 51.0938 | 120.95 | 100.181 | 4.13 | 139.945 | 474.2381 | 37.5875 | 203.8383 | 239.4645 | 114.4787
[48 empty] | 1478 | 115.0421 | 51.0938 | 120.95 | 100.181 | 4.13 | 139.945 | 474.2381 | 37.5875 | 203.8383 | 239.4645 | 114.4787
[48 empty] | 1479 | 115.0421 | 51.0938 | 120.95 | 100.181 | 4.13 | 139.945 | 474.2381 | 37.5875 | 203.8383 | 239.4645 | 114.4787
[48 empty] | 1480 | 115.0421 | 51.0938 | 120.95 | 100.181 | 4.13 | 139.945 | 474.2381 | 37.5875 | 203.8383 | 239.4645 | 114.4787
[48 empty] | 1481 | 115.0421 | 51.0938 | 120.95 | 100.181 | 4.13 | 139.945 | 474.2381 | 37.5875 | 203.8383 | 239.4645 | 114.4787
[48 empty] | 1482 | 115.0421 | 51.0938 | 120.95 | 100.181 | 4.13 | 139.945 | 474.2381 | 37.5875 | 203.8383 | 239.4645 | 114.4787
[48 empty] | 1483 | 115.0421 | 51.0938 | 120.95 | 100.181 | 4.13 | 139.945 | 474.2381 | 37.5875 | 203.8383 | 239.4645 | 114.4787
[48 empty] | 1484 | 115.0421 | 51.0938 | 120.95 | 100.181 | 4.13 | 139.945 | 474.2381 | 37.5875 | 203.8383 | 239.4645 | 114.4787
[48 empty] | 1485 | 115.0421 | 51.0938 | 120.95 | 100.181 | 4.13 | 139.945 | 474.2381 | 37.5875 | 203.8383 | 239.4645 | 114.4787
[48 empty] | 1486 | 115.0421 | 51.0938 | 120.95 | 100.181 | 4.13 | 139.945 | 474.2381 | 37.5875 | 203.8383 | 239.4645 | 114.4787
[48 empty] | 1487 | 115.0421 | 51.0938 | 120.95 | 100.181 | 4.13 | 139.945 | 474.2381 | 37.5875 | 203.8383 | 239.4645 | 114.4787
[48 empty] | 1488 | 115.0421 | 51.0938 | 120.95 | 100.181 | 4.13 | 139.945 | 474.2381 | 37.5875 | 203.8383 | 239.4645 | 114.4787
[48 empty] | 1489 | 114.3211 | 50.7812 | 120.185 | 99.6667 | 3.992 | 138.635 | 471.3333 | 37.3606 | 199.4237 | 248.7487 | 113.6987
[48 empty] | 1490 | 114.3211 | 50.7812 | 120.185 | 99.6667 | 3.992 | 138.635 | 471.3333 | 37.3606 | 199.4237 | 248.7487 | 113.6987
[48 empty] | 1491 | 114.3211 | 50.7812 | 120.185 | 99.6667 | 3.992 | 138.635 | 471.3333 | 37.3606 | 199.4237 | 248.7487 | 113.6987
[48 empty] | 1492 | 114.3211 | 50.7812 | 120.185 | 99.6667 | 3.992 | 138.635 | 471.3333 | 37.3606 | 199.4237 | 248.7487 | 113.6987
[48 empty] | 1493 | 114.3211 | 50.7812 | 120.185 | 99.6667 | 3.992 | 138.635 | 471.3333 | 37.3606 | 199.4237 | 248.7487 | 113.6987
[48 empty] | 1494 | 114.3211 | 50.7812 | 120.185 | 99.6667 | 3.992 | 138.635 | 471.3333 | 37.3606 | 199.4237 | 248.7487 | 113.6987
[48 empty] | 1495 | 114.3211 | 50.7812 | 120.185 | 99.6667 | 3.992 | 138.635 | 471.3333 | 37.3606 | 199.4237 | 248.7487 | 113.6987
[48 empty] | 1496 | 114.3211 | 50.7812 | 120.185 | 99.6667 | 3.992 | 138.635 | 471.3333 | 37.3606 | 199.4237 | 248.7487 | 113.6987
[48 empty] | 1497 | 114.3211 | 50.7812 | 120.185 | 99.6667 | 3.992 | 138.635 | 471.3333 | 37.3606 | 199.4237 | 248.7487 | 113.6987
[48 empty] | 1498 | 114.3211 | 50.7812 | 120.185 | 99.6667 | 3.992 | 138.635 | 471.3333 | 37.3606 | 199.4237 | 248.7487 | 113.6987
[48 empty] | 1499 | 114.3211 | 50.7812 | 120.185 | 99.6667 | 3.992 | 138.635 | 471.3333 | 37.3606 | 199.4237 | 248.7487 | 113.6987
[48 empty] | 1500 | 114.3211 | 50.7812 | 120.185 | 99.6667 | 3.992 | 138.635 | 471.3333 | 37.3606 | 199.4237 | 248.7487 | 113.6987
[48 empty] | 1501 | 114.3211 | 50.7812 | 120.185 | 99.6667 | 3.992 | 138.635 | 471.3333 | 37.3606 | 199.4237 | 248.7487 | 113.6987
[48 empty] | 1502 | 114.3211 | 50.7812 | 120.185 | 99.6667 | 3.992 | 138.635 | 471.3333 | 37.3606 | 199.4237 | 248.7487 | 113.6987
[48 empty] | 1503 | 114.3211 | 50.7812 | 120.185 | 99.6667 | 3.992 | 138.635 | 471.3333 | 37.3606 | 199.4237 | 248.7487 | 113.6987
[48 empty] | 1504 | 114.3211 | 50.7812 | 120.185 | 99.6667 | 3.992 | 138.635 | 471.3333 | 37.3606 | 199.4237 | 248.7487 | 113.6987
[48 empty] | 1505 | 114.3211 | 50.7812 | 120.185 | 99.6667 | 3.992 | 138.635 | 471.3333 | 37.3606 | 199.4237 | 248.7487 | 113.6987
[48 empty] | 1506 | 114.3211 | 50.7812 | 120.185 | 99.6667 | 3.992 | 138.635 | 471.3333 | 37.3606 | 199.4237 | 248.7487 | 113.6987
[48 empty] | 1507 | 114.3211 | 50.7812 | 120.185 | 99.6667 | 3.992 | 138.635 | 471.3333 | 37.3606 | 199.4237 | 248.7487 | 113.6987
[48 empty] | 1508 | 114.3211 | 50.7812 | 120.185 | 99.6667 | 3.992 | 138.635 | 471.3333 | 37.3606 | 199.4237 | 248.7487 | 113.6987
[48 empty] | 1509 | 114.3211 | 50.7812 | 120.185 | 99.6667 | 3.992 | 138.635 | 471.3333 | 37.3606 | 199.4237 | 248.7487 | 113.6987
[48 empty] | 1510 | 114.3211 | 50.7812 | 120.185 | 99.6667 | 3.992 | 138.635 | 471.3333 | 37.3606 | 199.4237 | 248.7487 | 113.6987
[48 empty] | 1511 | 114.3211 | 50.7812 | 120.185 | 99.6667 | 3.992 | 138.635 | 471.3333 | 37.3606 | 199.4237 | 248.7487 | 113.6987
[48 empty] | 1512 | 114.3211 | 50.7812 | 120.185 | 99.6667 | 3.992 | 138.635 | 471.3333 | 37.3606 | 199.4237 | 248.7487 | 113.6987
[48 empty] | 1513 | 113.6105 | 50.3563 | 119.35 | 99.2143 | 4.0321 | 137.68 | 468.4762 | 37.0812 | 198.2068 | 258.3636 | 112.0468
[48 empty] | 1514 | 113.6105 | 50.3563 | 119.35 | 99.2143 | 4.0321 | 137.68 | 468.4762 | 37.0812 | 198.2068 | 258.3636 | 112.0468
[48 empty] | 1515 | 113.6105 | 50.3563 | 119.35 | 99.2143 | 4.0321 | 137.68 | 468.4762 | 37.0812 | 198.2068 | 258.3636 | 112.0468
[48 empty] | 1516 | 113.6105 | 50.3563 | 119.35 | 99.2143 | 4.0321 | 137.68 | 468.4762 | 37.0812 | 198.2068 | 258.3636 | 112.0468
[48 empty] | 1517 | 113.6105 | 50.3563 | 119.35 | 99.2143 | 4.0321 | 137.68 | 468.4762 | 37.0812 | 198.2068 | 258.3636 | 112.0468
[48 empty] | 1518 | 113.6105 | 50.3563 | 119.35 | 99.2143 | 4.0321 | 137.68 | 468.4762 | 37.0812 | 198.2068 | 258.3636 | 112.0468
[48 empty] | 1519 | 113.6105 | 50.3563 | 119.35 | 99.2143 | 4.0321 | 137.68 | 468.4762 | 37.0812 | 198.2068 | 258.3636 | 112.0468
[48 empty] | 1520 | 113.6105 | 50.3563 | 119.35 | 99.2143 | 4.0321 | 137.68 | 468.4762 | 37.0812 | 198.2068 | 258.3636 | 112.0468
[48 empty] | 1521 | 113.6105 | 50.3563 | 119.35 | 99.2143 | 4.0321 | 137.68 | 468.4762 | 37.0812 | 198.2068 | 258.3636 | 112.0468
[48 empty] | 1522 | 113.6105 | 50.3563 | 119.35 | 99.2143 | 4.0321 | 137.68 | 468.4762 | 37.0812 | 198.2068 | 258.3636 | 112.0468
[48 empty] | 1523 | 113.6105 | 50.3563 | 119.35 | 99.2143 | 4.0321 | 137.68 | 468.4762 | 37.0812 | 198.2068 | 258.3636 | 112.0468
[48 empty] | 1524 | 113.6105 | 50.3563 | 119.35 | 99.2143 | 4.0321 | 137.68 | 468.4762 | 37.0812 | 198.2068 | 258.3636 | 112.0468
[48 empty] | 1525 | 113.6105 | 50.3563 | 119.35 | 99.2143 | 4.0321 | 137.68 | 468.4762 | 37.0812 | 198.2068 | 258.3636 | 112.0468
[48 empty] | 1526 | 113.6105 | 50.3563 | 119.35 | 99.2143 | 4.0321 | 137.68 | 468.4762 | 37.0812 | 198.2068 | 258.3636 | 112.0468
[48 empty] | 1527 | 113.6105 | 50.3563 | 119.35 | 99.2143 | 4.0321 | 137.68 | 468.4762 | 37.0812 | 198.2068 | 258.3636 | 112.0468
[48 empty] | 1528 | 113.6105 | 50.3563 | 119.35 | 99.2143 | 4.0321 | 137.68 | 468.4762 | 37.0812 | 198.2068 | 258.3636 | 112.0468
[48 empty] | 1529 | 113.6105 | 50.3563 | 119.35 | 99.2143 | 4.0321 | 137.68 | 468.4762 | 37.0812 | 198.2068 | 258.3636 | 112.0468
[48 empty] | 1530 | 113.6105 | 50.3563 | 119.35 | 99.2143 | 4.0321 | 137.68 | 468.4762 | 37.0812 | 198.2068 | 258.3636 | 112.0468
[48 empty] | 1531 | 113.6105 | 50.3563 | 119.35 | 99.2143 | 4.0321 | 137.68 | 468.4762 | 37.0812 | 198.2068 | 258.3636 | 112.0468
[48 empty] | 1532 | 113.6105 | 50.3563 | 119.35 | 99.2143 | 4.0321 | 137.68 | 468.4762 | 37.0812 | 198.2068 | 258.3636 | 112.0468
[48 empty] | 1533 | 113.6105 | 50.3563 | 119.35 | 99.2143 | 4.0321 | 137.68 | 468.4762 | 37.0812 | 198.2068 | 258.3636 | 112.0468
[48 empty] | 1534 | 113.6105 | 50.3563 | 119.35 | 99.2143 | 4.0321 | 137.68 | 468.4762 | 37.0812 | 198.2068 | 258.3636 | 112.0468
[48 empty] | 1535 | 113.6105 | 50.3563 | 119.35 | 99.2143 | 4.0321 | 137.68 | 468.4762 | 37.0812 | 198.2068 | 258.3636 | 112.0468
[48 empty] | 1536 | 113.6105 | 50.3563 | 119.35 | 99.2143 | 4.0321 | 137.68 | 468.4762 | 37.0812 | 198.2068 | 258.3636 | 112.0468
[48 empty] | 1537 | 113.0895 | 50.0625 | 118.745 | 98.6143 | 3.9843 | 136.53 | 465.381 | 36.7481 | 200.9158 | 268.0026 | 108.5859
[48 empty] | 1538 | 113.0895 | 50.0625 | 118.745 | 98.6143 | 3.9843 | 136.53 | 465.381 | 36.7481 | 200.9158 | 268.0026 | 108.5859
[48 empty] | 1539 | 113.0895 | 50.0625 | 118.745 | 98.6143 | 3.9843 | 136.53 | 465.381 | 36.7481 | 200.9158 | 268.0026 | 108.5859
[48 empty] | 1540 | 113.0895 | 50.0625 | 118.745 | 98.6143 | 3.9843 | 136.53 | 465.381 | 36.7481 | 200.9158 | 268.0026 | 108.5859
[48 empty] | 1541 | 113.0895 | 50.0625 | 118.745 | 98.6143 | 3.9843 | 136.53 | 465.381 | 36.7481 | 200.9158 | 268.0026 | 108.5859
[48 empty] | 1542 | 113.0895 | 50.0625 | 118.745 | 98.6143 | 3.9843 | 136.53 | 465.381 | 36.7481 | 200.9158 | 268.0026 | 108.5859
[48 empty] | 1543 | 113.0895 | 50.0625 | 118.745 | 98.6143 | 3.9843 | 136.53 | 465.381 | 36.7481 | 200.9158 | 268.0026 | 108.5859
[48 empty] | 1544 | 113.0895 | 50.0625 | 118.745 | 98.6143 | 3.9843 | 136.53 | 465.381 | 36.7481 | 200.9158 | 268.0026 | 108.5859
[48 empty] | 1545 | 113.0895 | 50.0625 | 118.745 | 98.6143 | 3.9843 | 136.53 | 465.381 | 36.7481 | 200.9158 | 268.0026 | 108.5859
[48 empty] | 1546 | 113.0895 | 50.0625 | 118.745 | 98.6143 | 3.9843 | 136.53 | 465.381 | 36.7481 | 200.9158 | 268.0026 | 108.5859
[48 empty] | 1547 | 113.0895 | 50.0625 | 118.745 | 98.6143 | 3.9843 | 136.53 | 465.381 | 36.7481 | 200.9158 | 268.0026 | 108.5859
[48 empty] | 1548 | 113.0895 | 50.0625 | 118.745 | 98.6143 | 3.9843 | 136.53 | 465.381 | 36.7481 | 200.9158 | 268.0026 | 108.5859
[48 empty] | 1549 | 113.0895 | 50.0625 | 118.745 | 98.6143 | 3.9843 | 136.53 | 465.381 | 36.7481 | 200.9158 | 268.0026 | 108.5859
[48 empty] | 1550 | 113.0895 | 50.0625 | 118.745 | 98.6143 | 3.9843 | 136.53 | 465.381 | 36.7481 | 200.9158 | 268.0026 | 108.5859
[48 empty] | 1551 | 113.0895 | 50.0625 | 118.745 | 98.6143 | 3.9843 | 136.53 | 465.381 | 36.7481 | 200.9158 | 268.0026 | 108.5859
[48 empty] | 1552 | 113.0895 | 50.0625 | 118.745 | 98.6143 | 3.9843 | 136.53 | 465.381 | 36.7481 | 200.9158 | 268.0026 | 108.5859
[48 empty] | 1553 | 113.0895 | 50.0625 | 118.745 | 98.6143 | 3.9843 | 136.53 | 465.381 | 36.7481 | 200.9158 | 268.0026 | 108.5859
[48 empty] | 1554 | 113.0895 | 50.0625 | 118.745 | 98.6143 | 3.9843 | 136.53 | 465.381 | 36.7481 | 200.9158 | 268.0026 | 108.5859
[48 empty] | 1555 | 113.0895 | 50.0625 | 118.745 | 98.6143 | 3.9843 | 136.53 | 465.381 | 36.7481 | 200.9158 | 268.0026 | 108.5859
[48 empty] | 1556 | 113.0895 | 50.0625 | 118.745 | 98.6143 | 3.9843 | 136.53 | 465.381 | 36.7481 | 200.9158 | 268.0026 | 108.5859
[48 empty] | 1557 | 113.0895 | 50.0625 | 118.745 | 98.6143 | 3.9843 | 136.53 | 465.381 | 36.7481 | 200.9158 | 268.0026 | 108.5859
[48 empty] | 1558 | 113.0895 | 50.0625 | 118.745 | 98.6143 | 3.9843 | 136.53 | 465.381 | 36.7481 | 200.9158 | 268.0026 | 108.5859
[48 empty] | 1559 | 113.0895 | 50.0625 | 118.745 | 98.6143 | 3.9843 | 136.53 | 465.381 | 36.7481 | 200.9158 | 268.0026 | 108.5859
[48 empty] | 1560 | 113.0895 | 50.0625 | 118.745 | 98.6143 | 3.9843 | 136.53 | 465.381 | 36.7481 | 200.9158 | 268.0026 | 108.5859
[48 empty] | 1561 | 112.2526 | 49.7687 | 118.035 | 98.1333 | 3.9371 | 135.675 | 462.9524 | 36.495 | 206.7501 | 278.1703 | 106.9914
[48 empty] | 1562 | 112.2526 | 49.7687 | 118.035 | 98.1333 | 3.9371 | 135.675 | 462.9524 | 36.495 | 206.7501 | 278.1703 | 106.9914
[48 empty] | 1563 | 112.2526 | 49.7687 | 118.035 | 98.1333 | 3.9371 | 135.675 | 462.9524 | 36.495 | 206.7501 | 278.1703 | 106.9914
[48 empty] | 1564 | 112.2526 | 49.7687 | 118.035 | 98.1333 | 3.9371 | 135.675 | 462.9524 | 36.495 | 206.7501 | 278.1703 | 106.9914
[48 empty] | 1565 | 112.2526 | 49.7687 | 118.035 | 98.1333 | 3.9371 | 135.675 | 462.9524 | 36.495 | 206.7501 | 278.1703 | 106.9914
[48 empty] | 1566 | 112.2526 | 49.7687 | 118.035 | 98.1333 | 3.9371 | 135.675 | 462.9524 | 36.495 | 206.7501 | 278.1703 | 106.9914
[48 empty] | 1567 | 112.2526 | 49.7687 | 118.035 | 98.1333 | 3.9371 | 135.675 | 462.9524 | 36.495 | 206.7501 | 278.1703 | 106.9914
[48 empty] | 1568 | 112.2526 | 49.7687 | 118.035 | 98.1333 | 3.9371 | 135.675 | 462.9524 | 36.495 | 206.7501 | 278.1703 | 106.9914
[48 empty] | 1569 | 112.2526 | 49.7687 | 118.035 | 98.1333 | 3.9371 | 135.675 | 462.9524 | 36.495 | 206.7501 | 278.1703 | 106.9914
[48 empty] | 1570 | 112.2526 | 49.7687 | 118.035 | 98.1333 | 3.9371 | 135.675 | 462.9524 | 36.495 | 206.7501 | 278.1703 | 106.9914
[48 empty] | 1571 | 112.2526 | 49.7687 | 118.035 | 98.1333 | 3.9371 | 135.675 | 462.9524 | 36.495 | 206.7501 | 278.1703 | 106.9914
[48 empty] | 1572 | 112.2526 | 49.7687 | 118.035 | 98.1333 | 3.9371 | 135.675 | 462.9524 | 36.495 | 206.7501 | 278.1703 | 106.9914
[48 empty] | 1573 | 112.2526 | 49.7687 | 118.035 | 98.1333 | 3.9371 | 135.675 | 462.9524 | 36.495 | 206.7501 | 278.1703 | 106.9914
[48 empty] | 1574 | 112.2526 | 49.7687 | 118.035 | 98.1333 | 3.9371 | 135.675 | 462.9524 | 36.495 | 206.7501 | 278.1703 | 106.9914
[48 empty] | 1575 | 112.2526 | 49.7687 | 118.035 | 98.1333 | 3.9371 | 135.675 | 462.9524 | 36.495 | 206.7501 | 278.1703 | 106.9914
[48 empty] | 1576 | 112.2526 | 49.7687 | 118.035 | 98.1333 | 3.9371 | 135.675 | 462.9524 | 36.495 | 206.7501 | 278.1703 | 106.9914
[48 empty] | 1577 | 112.2526 | 49.7687 | 118.035 | 98.1333 | 3.9371 | 135.675 | 462.9524 | 36.495 | 206.7501 | 278.1703 | 106.9914
[48 empty] | 1578 | 112.2526 | 49.7687 | 118.035 | 98.1333 | 3.9371 | 135.675 | 462.9524 | 36.495 | 206.7501 | 278.1703 | 106.9914
[48 empty] | 1579 | 112.2526 | 49.7687 | 118.035 | 98.1333 | 3.9371 | 135.675 | 462.9524 | 36.495 | 206.7501 | 278.1703 | 106.9914
[48 empty] | 1580 | 112.2526 | 49.7687 | 118.035 | 98.1333 | 3.9371 | 135.675 | 462.9524 | 36.495 | 206.7501 | 278.1703 | 106.9914
[48 empty] | 1581 | 112.2526 | 49.7687 | 118.035 | 98.1333 | 3.9371 | 135.675 | 462.9524 | 36.495 | 206.7501 | 278.1703 | 106.9914
[48 empty] | 1582 | 112.2526 | 49.7687 | 118.035 | 98.1333 | 3.9371 | 135.675 | 462.9524 | 36.495 | 206.7501 | 278.1703 | 106.9914
[48 empty] | 1583 | 112.2526 | 49.7687 | 118.035 | 98.1333 | 3.9371 | 135.675 | 462.9524 | 36.495 | 206.7501 | 278.1703 | 106.9914
[48 empty] | 1584 | 112.2526 | 49.7687 | 118.035 | 98.1333 | 3.9371 | 135.675 | 462.9524 | 36.495 | 206.7501 | 278.1703 | 106.9914
[48 empty] | 1585 | 111.7211 | 49.4438 | 117.4 | 97.5048 | 3.8914 | 134.725 | 459.9524 | 36.2075 | 218.6002 | 299.3164 | 105.193
[48 empty] | 1586 | 111.7211 | 49.4438 | 117.4 | 97.5048 | 3.8914 | 134.725 | 459.9524 | 36.2075 | 218.6002 | 299.3164 | 105.193
[48 empty] | 1587 | 111.7211 | 49.4438 | 117.4 | 97.5048 | 3.8914 | 134.725 | 459.9524 | 36.2075 | 218.6002 | 299.3164 | 105.193
[48 empty] | 1588 | 111.7211 | 49.4438 | 117.4 | 97.5048 | 3.8914 | 134.725 | 459.9524 | 36.2075 | 218.6002 | 299.3164 | 105.193
[48 empty] | 1589 | 111.7211 | 49.4438 | 117.4 | 97.5048 | 3.8914 | 134.725 | 459.9524 | 36.2075 | 218.6002 | 299.3164 | 105.193
[48 empty] | 1590 | 111.7211 | 49.4438 | 117.4 | 97.5048 | 3.8914 | 134.725 | 459.9524 | 36.2075 | 218.6002 | 299.3164 | 105.193
[48 empty] | 1591 | 111.7211 | 49.4438 | 117.4 | 97.5048 | 3.8914 | 134.725 | 459.9524 | 36.2075 | 218.6002 | 299.3164 | 105.193
[48 empty] | 1592 | 111.7211 | 49.4438 | 117.4 | 97.5048 | 3.8914 | 134.725 | 459.9524 | 36.2075 | 218.6002 | 299.3164 | 105.193
[48 empty] | 1593 | 111.7211 | 49.4438 | 117.4 | 97.5048 | 3.8914 | 134.725 | 459.9524 | 36.2075 | 218.6002 | 299.3164 | 105.193
[48 empty] | 1594 | 111.7211 | 49.4438 | 117.4 | 97.5048 | 3.8914 | 134.725 | 459.9524 | 36.2075 | 218.6002 | 299.3164 | 105.193
[48 empty] | 1595 | 111.7211 | 49.4438 | 117.4 | 97.5048 | 3.8914 | 134.725 | 459.9524 | 36.2075 | 218.6002 | 299.3164 | 105.193
[48 empty] | 1596 | 111.7211 | 49.4438 | 117.4 | 97.5048 | 3.8914 | 134.725 | 459.9524 | 36.2075 | 218.6002 | 299.3164 | 105.193
[48 empty] | 1597 | 111.7211 | 49.4438 | 117.4 | 97.5048 | 3.8914 | 134.725 | 459.9524 | 36.2075 | 218.6002 | 299.3164 | 105.193
[48 empty] | 1598 | 111.7211 | 49.4438 | 117.4 | 97.5048 | 3.8914 | 134.725 | 459.9524 | 36.2075 | 218.6002 | 299.3164 | 105.193
[48 empty] | 1599 | 111.7211 | 49.4438 | 117.4 | 97.5048 | 3.8914 | 134.725 | 459.9524 | 36.2075 | 218.6002 | 299.3164 | 105.193
[48 empty] | 1600 | 111.7211 | 49.4438 | 117.4 | 97.5048 | 3.8914 | 134.725 | 459.9524 | 36.2075 | 218.6002 | 299.3164 | 105.193
[48 empty] | 1601 | 111.7211 | 49.4438 | 117.4 | 97.5048 | 3.8914 | 134.725 | 459.9524 | 36.2075 | 218.6002 | 299.3164 | 105.193
[48 empty] | 1602 | 111.7211 | 49.4438 | 117.4 | 97.5048 | 3.8914 | 134.725 | 459.9524 | 36.2075 | 218.6002 | 299.3164 | 105.193
[48 empty] | 1603 | 111.7211 | 49.4438 | 117.4 | 97.5048 | 3.8914 | 134.725 | 459.9524 | 36.2075 | 218.6002 | 299.3164 | 105.193
[48 empty] | 1604 | 111.7211 | 49.4438 | 117.4 | 97.5048 | 3.8914 | 134.725 | 459.9524 | 36.2075 | 218.6002 | 299.3164 | 105.193
[48 empty] | 1605 | 111.7211 | 49.4438 | 117.4 | 97.5048 | 3.8914 | 134.725 | 459.9524 | 36.2075 | 218.6002 | 299.3164 | 105.193
[48 empty] | 1606 | 111.7211 | 49.4438 | 117.4 | 97.5048 | 3.8914 | 134.725 | 459.9524 | 36.2075 | 218.6002 | 299.3164 | 105.193
[48 empty] | 1607 | 111.7211 | 49.4438 | 117.4 | 97.5048 | 3.8914 | 134.725 | 459.9524 | 36.2075 | 218.6002 | 299.3164 | 105.193
[48 empty] | 1608 | 111.7211 | 49.4438 | 117.4 | 97.5048 | 3.8914 | 134.725 | 459.9524 | 36.2075 | 218.6002 | 299.3164 | 105.193
[48 empty] | 1609 | 111.1842 | 49.1562 | 116.635 | 96.9524 | 3.85 | 133.92 | 457.0476 | 35.9312 | 225.0564 | 352.8555 | 101.3684
[48 empty] | 1610 | 111.1842 | 49.1562 | 116.635 | 96.9524 | 3.85 | 133.92 | 457.0476 | 35.9312 | 225.0564 | 352.8555 | 101.3684
[48 empty] | 1611 | 111.1842 | 49.1562 | 116.635 | 96.9524 | 3.85 | 133.92 | 457.0476 | 35.9312 | 225.0564 | 352.8555 | 101.3684
[48 empty] | 1612 | 111.1842 | 49.1562 | 116.635 | 96.9524 | 3.85 | 133.92 | 457.0476 | 35.9312 | 225.0564 | 352.8555 | 101.3684
[48 empty] | 1613 | 111.1842 | 49.1562 | 116.635 | 96.9524 | 3.85 | 133.92 | 457.0476 | 35.9312 | 225.0564 | 352.8555 | 101.3684
[48 empty] | 1614 | 111.1842 | 49.1562 | 116.635 | 96.9524 | 3.85 | 133.92 | 457.0476 | 35.9312 | 225.0564 | 352.8555 | 101.3684
[48 empty] | 1615 | 111.1842 | 49.1562 | 116.635 | 96.9524 | 3.85 | 133.92 | 457.0476 | 35.9312 | 225.0564 | 352.8555 | 101.3684
[48 empty] | 1616 | 111.1842 | 49.1562 | 116.635 | 96.9524 | 3.85 | 133.92 | 457.0476 | 35.9312 | 225.0564 | 352.8555 | 101.3684
[48 empty] | 1617 | 111.1842 | 49.1562 | 116.635 | 96.9524 | 3.85 | 133.92 | 457.0476 | 35.9312 | 225.0564 | 352.8555 | 101.3684
[48 empty] | 1618 | 111.1842 | 49.1562 | 116.635 | 96.9524 | 3.85 | 133.92 | 457.0476 | 35.9312 | 225.0564 | 352.8555 | 101.3684
[48 empty] | 1619 | 111.1842 | 49.1562 | 116.635 | 96.9524 | 3.85 | 133.92 | 457.0476 | 35.9312 | 225.0564 | 352.8555 | 101.3684
[48 empty] | 1620 | 111.1842 | 49.1562 | 116.635 | 96.9524 | 3.85 | 133.92 | 457.0476 | 35.9312 | 225.0564 | 352.8555 | 101.3684
[48 empty] | 1621 | 111.1842 | 49.1562 | 116.635 | 96.9524 | 3.85 | 133.92 | 457.0476 | 35.9312 | 225.0564 | 352.8555 | 101.3684
[48 empty] | 1622 | 111.1842 | 49.1562 | 116.635 | 96.9524 | 3.85 | 133.92 | 457.0476 | 35.9312 | 225.0564 | 352.8555 | 101.3684
[48 empty] | 1623 | 111.1842 | 49.1562 | 116.635 | 96.9524 | 3.85 | 133.92 | 457.0476 | 35.9312 | 225.0564 | 352.8555 | 101.3684
[48 empty] | 1624 | 111.1842 | 49.1562 | 116.635 | 96.9524 | 3.85 | 133.92 | 457.0476 | 35.9312 | 225.0564 | 352.8555 | 101.3684
[48 empty] | 1625 | 111.1842 | 49.1562 | 116.635 | 96.9524 | 3.85 | 133.92 | 457.0476 | 35.9312 | 225.0564 | 352.8555 | 101.3684
[48 empty] | 1626 | 111.1842 | 49.1562 | 116.635 | 96.9524 | 3.85 | 133.92 | 457.0476 | 35.9312 | 225.0564 | 352.8555 | 101.3684
[48 empty] | 1627 | 111.1842 | 49.1562 | 116.635 | 96.9524 | 3.85 | 133.92 | 457.0476 | 35.9312 | 225.0564 | 352.8555 | 101.3684
[48 empty] | 1628 | 111.1842 | 49.1562 | 116.635 | 96.9524 | 3.85 | 133.92 | 457.0476 | 35.9312 | 225.0564 | 352.8555 | 101.3684
[48 empty] | 1629 | 111.1842 | 49.1562 | 116.635 | 96.9524 | 3.85 | 133.92 | 457.0476 | 35.9312 | 225.0564 | 352.8555 | 101.3684
[48 empty] | 1630 | 111.1842 | 49.1562 | 116.635 | 96.9524 | 3.85 | 133.92 | 457.0476 | 35.9312 | 225.0564 | 352.8555 | 101.3684
[48 empty] | 1631 | 111.1842 | 49.1562 | 116.635 | 96.9524 | 3.85 | 133.92 | 457.0476 | 35.9312 | 225.0564 | 352.8555 | 101.3684
[48 empty] | 1632 | 111.1842 | 49.1562 | 116.635 | 96.9524 | 3.85 | 133.92 | 457.0476 | 35.9312 | 225.0564 | 352.8555 | 101.3684
[48 empty] | 1633 | 110.5895 | 48.8 | 115.93 | 96.3095 | 3.815 | 133.075 | 454.381 | 35.6631 | 227.0716 | 373.9287 | 100.4559
[48 empty] | 1634 | 110.5895 | 48.8 | 115.93 | 96.3095 | 3.815 | 133.075 | 454.381 | 35.6631 | 227.0716 | 373.9287 | 100.4559
[48 empty] | 1635 | 110.5895 | 48.8 | 115.93 | 96.3095 | 3.815 | 133.075 | 454.381 | 35.6631 | 227.0716 | 373.9287 | 100.4559
[48 empty] | 1636 | 110.5895 | 48.8 | 115.93 | 96.3095 | 3.815 | 133.075 | 454.381 | 35.6631 | 227.0716 | 373.9287 | 100.4559
[48 empty] | 1637 | 110.5895 | 48.8 | 115.93 | 96.3095 | 3.815 | 133.075 | 454.381 | 35.6631 | 227.0716 | 373.9287 | 100.4559
[48 empty] | 1638 | 110.5895 | 48.8 | 115.93 | 96.3095 | 3.815 | 133.075 | 454.381 | 35.6631 | 227.0716 | 373.9287 | 100.4559
[48 empty] | 1639 | 110.5895 | 48.8 | 115.93 | 96.3095 | 3.815 | 133.075 | 454.381 | 35.6631 | 227.0716 | 373.9287 | 100.4559
[48 empty] | 1640 | 110.5895 | 48.8 | 115.93 | 96.3095 | 3.815 | 133.075 | 454.381 | 35.6631 | 227.0716 | 373.9287 | 100.4559
[48 empty] | 1641 | 110.5895 | 48.8 | 115.93 | 96.3095 | 3.815 | 133.075 | 454.381 | 35.6631 | 227.0716 | 373.9287 | 100.4559
[48 empty] | 1642 | 110.5895 | 48.8 | 115.93 | 96.3095 | 3.815 | 133.075 | 454.381 | 35.6631 | 227.0716 | 373.9287 | 100.4559
[48 empty] | 1643 | 110.5895 | 48.8 | 115.93 | 96.3095 | 3.815 | 133.075 | 454.381 | 35.6631 | 227.0716 | 373.9287 | 100.4559
[48 empty] | 1644 | 110.5895 | 48.8 | 115.93 | 96.3095 | 3.815 | 133.075 | 454.381 | 35.6631 | 227.0716 | 373.9287 | 100.4559
[48 empty] | 1645 | 110.5895 | 48.8 | 115.93 | 96.3095 | 3.815 | 133.075 | 454.381 | 35.6631 | 227.0716 | 373.9287 | 100.4559
[48 empty] | 1646 | 110.5895 | 48.8 | 115.93 | 96.3095 | 3.815 | 133.075 | 454.381 | 35.6631 | 227.0716 | 373.9287 | 100.4559
[48 empty] | 1647 | 110.5895 | 48.8 | 115.93 | 96.3095 | 3.815 | 133.075 | 454.381 | 35.6631 | 227.0716 | 373.9287 | 100.4559
[48 empty] | 1648 | 110.5895 | 48.8 | 115.93 | 96.3095 | 3.815 | 133.075 | 454.381 | 35.6631 | 227.0716 | 373.9287 | 100.4559
[48 empty] | 1649 | 110.5895 | 48.8 | 115.93 | 96.3095 | 3.815 | 133.075 | 454.381 | 35.6631 | 227.0716 | 373.9287 | 100.4559
[48 empty] | 1650 | 110.5895 | 48.8 | 115.93 | 96.3095 | 3.815 | 133.075 | 454.381 | 35.6631 | 227.0716 | 373.9287 | 100.4559
[48 empty] | 1651 | 110.5895 | 48.8 | 115.93 | 96.3095 | 3.815 | 133.075 | 454.381 | 35.6631 | 227.0716 | 373.9287 | 100.4559
[48 empty] | 1652 | 110.5895 | 48.8 | 115.93 | 96.3095 | 3.815 | 133.075 | 454.381 | 35.6631 | 227.0716 | 373.9287 | 100.4559
[48 empty] | 1653 | 110.5895 | 48.8 | 115.93 | 96.3095 | 3.815 | 133.075 | 454.381 | 35.6631 | 227.0716 | 373.9287 | 100.4559
[48 empty] | 1654 | 110.5895 | 48.8 | 115.93 | 96.3095 | 3.815 | 133.075 | 454.381 | 35.6631 | 227.0716 | 373.9287 | 100.4559
[48 empty] | 1655 | 110.5895 | 48.8 | 115.93 | 96.3095 | 3.815 | 133.075 | 454.381 | 35.6631 | 227.0716 | 373.9287 | 100.4559
[48 empty] | 1656 | 110.5895 | 48.8 | 115.93 | 96.3095 | 3.815 | 133.075 | 454.381 | 35.6631 | 227.0716 | 373.9287 | 100.4559
[48 empty] | 1657 | 110.1053 | 48.4688 | 115.405 | 95.8286 | 3.8738 | 131.97 | 451.7619 | 35.5853 | 229.5288 | 375.8406 | 100.3529
[48 empty] | 1658 | 110.1053 | 48.4688 | 115.405 | 95.8286 | 3.8738 | 131.97 | 451.7619 | 35.5853 | 229.5288 | 375.8406 | 100.3529
[48 empty] | 1659 | 110.1053 | 48.4688 | 115.405 | 95.8286 | 3.8738 | 131.97 | 451.7619 | 35.5853 | 229.5288 | 375.8406 | 100.3529
[48 empty] | 1660 | 110.1053 | 48.4688 | 115.405 | 95.8286 | 3.8738 | 131.97 | 451.7619 | 35.5853 | 229.5288 | 375.8406 | 100.3529
[48 empty] | 1661 | 110.1053 | 48.4688 | 115.405 | 95.8286 | 3.8738 | 131.97 | 451.7619 | 35.5853 | 229.5288 | 375.8406 | 100.3529
[48 empty] | 1662 | 110.1053 | 48.4688 | 115.405 | 95.8286 | 3.8738 | 131.97 | 451.7619 | 35.5853 | 229.5288 | 375.8406 | 100.3529
[48 empty] | 1663 | 110.1053 | 48.4688 | 115.405 | 95.8286 | 3.8738 | 131.97 | 451.7619 | 35.5853 | 229.5288 | 375.8406 | 100.3529
[48 empty] | 1664 | 110.1053 | 48.4688 | 115.405 | 95.8286 | 3.8738 | 131.97 | 451.7619 | 35.5853 | 229.5288 | 375.8406 | 100.3529
[48 empty] | 1665 | 110.1053 | 48.4688 | 115.405 | 95.8286 | 3.8738 | 131.97 | 451.7619 | 35.5853 | 229.5288 | 375.8406 | 100.3529
[48 empty] | 1666 | 110.1053 | 48.4688 | 115.405 | 95.8286 | 3.8738 | 131.97 | 451.7619 | 35.5853 | 229.5288 | 375.8406 | 100.3529
[48 empty] | 1667 | 110.1053 | 48.4688 | 115.405 | 95.8286 | 3.8738 | 131.97 | 451.7619 | 35.5853 | 229.5288 | 375.8406 | 100.3529
[48 empty] | 1668 | 110.1053 | 48.4688 | 115.405 | 95.8286 | 3.8738 | 131.97 | 451.7619 | 35.5853 | 229.5288 | 375.8406 | 100.3529
[48 empty] | 1669 | 110.1053 | 48.4688 | 115.405 | 95.8286 | 3.8738 | 131.97 | 451.7619 | 35.5853 | 229.5288 | 375.8406 | 100.3529
[48 empty] | 1670 | 110.1053 | 48.4688 | 115.405 | 95.8286 | 3.8738 | 131.97 | 451.7619 | 35.5853 | 229.5288 | 375.8406 | 100.3529
[48 empty] | 1671 | 110.1053 | 48.4688 | 115.405 | 95.8286 | 3.8738 | 131.97 | 451.7619 | 35.5853 | 229.5288 | 375.8406 | 100.3529
[48 empty] | 1672 | 110.1053 | 48.4688 | 115.405 | 95.8286 | 3.8738 | 131.97 | 451.7619 | 35.5853 | 229.5288 | 375.8406 | 100.3529
[48 empty] | 1673 | 110.1053 | 48.4688 | 115.405 | 95.8286 | 3.8738 | 131.97 | 451.7619 | 35.5853 | 229.5288 | 375.8406 | 100.3529
[48 empty] | 1674 | 110.1053 | 48.4688 | 115.405 | 95.8286 | 3.8738 | 131.97 | 451.7619 | 35.5853 | 229.5288 | 375.8406 | 100.3529
[48 empty] | 1675 | 110.1053 | 48.4688 | 115.405 | 95.8286 | 3.8738 | 131.97 | 451.7619 | 35.5853 | 229.5288 | 375.8406 | 100.3529
[48 empty] | 1676 | 110.1053 | 48.4688 | 115.405 | 95.8286 | 3.8738 | 131.97 | 451.7619 | 35.5853 | 229.5288 | 375.8406 | 100.3529
[48 empty] | 1677 | 110.1053 | 48.4688 | 115.405 | 95.8286 | 3.8738 | 131.97 | 451.7619 | 35.5853 | 229.5288 | 375.8406 | 100.3529
[48 empty] | 1678 | 110.1053 | 48.4688 | 115.405 | 95.8286 | 3.8738 | 131.97 | 451.7619 | 35.5853 | 229.5288 | 375.8406 | 100.3529
[48 empty] | 1679 | 110.1053 | 48.4688 | 115.405 | 95.8286 | 3.8738 | 131.97 | 451.7619 | 35.5853 | 229.5288 | 375.8406 | 100.3529
[48 empty] | 1680 | 110.1053 | 48.4688 | 115.405 | 95.8286 | 3.8738 | 131.97 | 451.7619 | 35.5853 | 229.5288 | 375.8406 | 100.3529
[48 empty] | 1681 | 109.4684 | 48.0688 | 114.825 | 95.3333 | 3.8408 | 131.465 | 449.4286 | 35.3617 | 226.4988 | 403.1625 | 100.3325
[48 empty] | 1682 | 109.4684 | 48.0688 | 114.825 | 95.3333 | 3.8408 | 131.465 | 449.4286 | 35.3617 | 226.4988 | 403.1625 | 100.3325
[48 empty] | 1683 | 109.4684 | 48.0688 | 114.825 | 95.3333 | 3.8408 | 131.465 | 449.4286 | 35.3617 | 226.4988 | 403.1625 | 100.3325
[48 empty] | 1684 | 109.4684 | 48.0688 | 114.825 | 95.3333 | 3.8408 | 131.465 | 449.4286 | 35.3617 | 226.4988 | 403.1625 | 100.3325
[48 empty] | 1685 | 109.4684 | 48.0688 | 114.825 | 95.3333 | 3.8408 | 131.465 | 449.4286 | 35.3617 | 226.4988 | 403.1625 | 100.3325
[48 empty] | 1686 | 109.4684 | 48.0688 | 114.825 | 95.3333 | 3.8408 | 131.465 | 449.4286 | 35.3617 | 226.4988 | 403.1625 | 100.3325
[48 empty] | 1687 | 109.4684 | 48.0688 | 114.825 | 95.3333 | 3.8408 | 131.465 | 449.4286 | 35.3617 | 226.4988 | 403.1625 | 100.3325
[48 empty] | 1688 | 109.4684 | 48.0688 | 114.825 | 95.3333 | 3.8408 | 131.465 | 449.4286 | 35.3617 | 226.4988 | 403.1625 | 100.3325
[48 empty] | 1689 | 109.4684 | 48.0688 | 114.825 | 95.3333 | 3.8408 | 131.465 | 449.4286 | 35.3617 | 226.4988 | 403.1625 | 100.3325
[48 empty] | 1690 | 109.4684 | 48.0688 | 114.825 | 95.3333 | 3.8408 | 131.465 | 449.4286 | 35.3617 | 226.4988 | 403.1625 | 100.3325
[48 empty] | 1691 | 109.4684 | 48.0688 | 114.825 | 95.3333 | 3.8408 | 131.465 | 449.4286 | 35.3617 | 226.4988 | 403.1625 | 100.3325
[48 empty] | 1692 | 109.4684 | 48.0688 | 114.825 | 95.3333 | 3.8408 | 131.465 | 449.4286 | 35.3617 | 226.4988 | 403.1625 | 100.3325
[48 empty] | 1693 | 109.4684 | 48.0688 | 114.825 | 95.3333 | 3.8408 | 131.465 | 449.4286 | 35.3617 | 226.4988 | 403.1625 | 100.3325
[48 empty] | 1694 | 109.4684 | 48.0688 | 114.825 | 95.3333 | 3.8408 | 131.465 | 449.4286 | 35.3617 | 226.4988 | 403.1625 | 100.3325
[48 empty] | 1695 | 109.4684 | 48.0688 | 114.825 | 95.3333 | 3.8408 | 131.465 | 449.4286 | 35.3617 | 226.4988 | 403.1625 | 100.3325
[48 empty] | 1696 | 109.4684 | 48.0688 | 114.825 | 95.3333 | 3.8408 | 131.465 | 449.4286 | 35.3617 | 226.4988 | 403.1625 | 100.3325
[48 empty] | 1697 | 109.4684 | 48.0688 | 114.825 | 95.3333 | 3.8408 | 131.465 | 449.4286 | 35.3617 | 226.4988 | 403.1625 | 100.3325
[48 empty] | 1698 | 109.4684 | 48.0688 | 114.825 | 95.3333 | 3.8408 | 131.465 | 449.4286 | 35.3617 | 226.4988 | 403.1625 | 100.3325
[48 empty] | 1699 | 109.4684 | 48.0688 | 114.825 | 95.3333 | 3.8408 | 131.465 | 449.4286 | 35.3617 | 226.4988 | 403.1625 | 100.3325
[48 empty] | 1700 | 109.4684 | 48.0688 | 114.825 | 95.3333 | 3.8408 | 131.465 | 449.4286 | 35.3617 | 226.4988 | 403.1625 | 100.3325
[48 empty] | 1701 | 109.4684 | 48.0688 | 114.825 | 95.3333 | 3.8408 | 131.465 | 449.4286 | 35.3617 | 226.4988 | 403.1625 | 100.3325
[48 empty] | 1702 | 109.4684 | 48.0688 | 114.825 | 95.3333 | 3.8408 | 131.465 | 449.4286 | 35.3617 | 226.4988 | 403.1625 | 100.3325
[48 empty] | 1703 | 109.4684 | 48.0688 | 114.825 | 95.3333 | 3.8408 | 131.465 | 449.4286 | 35.3617 | 226.4988 | 403.1625 | 100.3325
[48 empty] | 1704 | 109.4684 | 48.0688 | 114.825 | 95.3333 | 3.8408 | 131.465 | 449.4286 | 35.3617 | 226.4988 | 403.1625 | 100.3325
[48 empty] | 1705 | 108.9579 | 47.725 | 114.11 | 94.881 | 3.7969 | 130.77 | 446.0476 | 35.1437 | 218.4653 | 397.2611 | 100.2705
[48 empty] | 1706 | 108.9579 | 47.725 | 114.11 | 94.881 | 3.7969 | 130.77 | 446.0476 | 35.1437 | 218.4653 | 397.2611 | 100.2705
[48 empty] | 1707 | 108.9579 | 47.725 | 114.11 | 94.881 | 3.7969 | 130.77 | 446.0476 | 35.1437 | 218.4653 | 397.2611 | 100.2705
[48 empty] | 1708 | 108.9579 | 47.725 | 114.11 | 94.881 | 3.7969 | 130.77 | 446.0476 | 35.1437 | 218.4653 | 397.2611 | 100.2705
[48 empty] | 1709 | 108.9579 | 47.725 | 114.11 | 94.881 | 3.7969 | 130.77 | 446.0476 | 35.1437 | 218.4653 | 397.2611 | 100.2705
[48 empty] | 1710 | 108.9579 | 47.725 | 114.11 | 94.881 | 3.7969 | 130.77 | 446.0476 | 35.1437 | 218.4653 | 397.2611 | 100.2705
[48 empty] | 1711 | 108.9579 | 47.725 | 114.11 | 94.881 | 3.7969 | 130.77 | 446.0476 | 35.1437 | 218.4653 | 397.2611 | 100.2705
[48 empty] | 1712 | 108.9579 | 47.725 | 114.11 | 94.881 | 3.7969 | 130.77 | 446.0476 | 35.1437 | 218.4653 | 397.2611 | 100.2705
[48 empty] | 1713 | 108.9579 | 47.725 | 114.11 | 94.881 | 3.7969 | 130.77 | 446.0476 | 35.1437 | 218.4653 | 397.2611 | 100.2705
[48 empty] | 1714 | 108.9579 | 47.725 | 114.11 | 94.881 | 3.7969 | 130.77 | 446.0476 | 35.1437 | 218.4653 | 397.2611 | 100.2705
[48 empty] | 1715 | 108.9579 | 47.725 | 114.11 | 94.881 | 3.7969 | 130.77 | 446.0476 | 35.1437 | 218.4653 | 397.2611 | 100.2705
[48 empty] | 1716 | 108.9579 | 47.725 | 114.11 | 94.881 | 3.7969 | 130.77 | 446.0476 | 35.1437 | 218.4653 | 397.2611 | 100.2705
[48 empty] | 1717 | 108.9579 | 47.725 | 114.11 | 94.881 | 3.7969 | 130.77 | 446.0476 | 35.1437 | 218.4653 | 397.2611 | 100.2705
[48 empty] | 1718 | 108.9579 | 47.725 | 114.11 | 94.881 | 3.7969 | 130.77 | 446.0476 | 35.1437 | 218.4653 | 397.2611 | 100.2705
[48 empty] | 1719 | 108.9579 | 47.725 | 114.11 | 94.881 | 3.7969 | 130.77 | 446.0476 | 35.1437 | 218.4653 | 397.2611 | 100.2705
[48 empty] | 1720 | 108.9579 | 47.725 | 114.11 | 94.881 | 3.7969 | 130.77 | 446.0476 | 35.1437 | 218.4653 | 397.2611 | 100.2705
[48 empty] | 1721 | 108.9579 | 47.725 | 114.11 | 94.881 | 3.7969 | 130.77 | 446.0476 | 35.1437 | 218.4653 | 397.2611 | 100.2705
[48 empty] | 1722 | 108.9579 | 47.725 | 114.11 | 94.881 | 3.7969 | 130.77 | 446.0476 | 35.1437 | 218.4653 | 397.2611 | 100.2705
[48 empty] | 1723 | 108.9579 | 47.725 | 114.11 | 94.881 | 3.7969 | 130.77 | 446.0476 | 35.1437 | 218.4653 | 397.2611 | 100.2705
[48 empty] | 1724 | 108.9579 | 47.725 | 114.11 | 94.881 | 3.7969 | 130.77 | 446.0476 | 35.1437 | 218.4653 | 397.2611 | 100.2705
[48 empty] | 1725 | 108.9579 | 47.725 | 114.11 | 94.881 | 3.7969 | 130.77 | 446.0476 | 35.1437 | 218.4653 | 397.2611 | 100.2705
[48 empty] | 1726 | 108.9579 | 47.725 | 114.11 | 94.881 | 3.7969 | 130.77 | 446.0476 | 35.1437 | 218.4653 | 397.2611 | 100.2705
[48 empty] | 1727 | 108.9579 | 47.725 | 114.11 | 94.881 | 3.7969 | 130.77 | 446.0476 | 35.1437 | 218.4653 | 397.2611 | 100.2705
[48 empty] | 1728 | 108.9579 | 47.725 | 114.11 | 94.881 | 3.7969 | 130.77 | 446.0476 | 35.1437 | 218.4653 | 397.2611 | 100.2705
[48 empty] | 1729 | 108.5 | 47.4 | 113.445 | 94.4381 | 3.7708 | 130.03 | 443.9048 | 34.882 | 216.5238 | 336.7148 | 100.2114
[48 empty] | 1730 | 108.5 | 47.4 | 113.445 | 94.4381 | 3.7708 | 130.03 | 443.9048 | 34.882 | 216.5238 | 336.7148 | 100.2114
[48 empty] | 1731 | 108.5 | 47.4 | 113.445 | 94.4381 | 3.7708 | 130.03 | 443.9048 | 34.882 | 216.5238 | 336.7148 | 100.2114
[48 empty] | 1732 | 108.5 | 47.4 | 113.445 | 94.4381 | 3.7708 | 130.03 | 443.9048 | 34.882 | 216.5238 | 336.7148 | 100.2114
[48 empty] | 1733 | 108.5 | 47.4 | 113.445 | 94.4381 | 3.7708 | 130.03 | 443.9048 | 34.882 | 216.5238 | 336.7148 | 100.2114
[48 empty] | 1734 | 108.5 | 47.4 | 113.445 | 94.4381 | 3.7708 | 130.03 | 443.9048 | 34.882 | 216.5238 | 336.7148 | 100.2114
[48 empty] | 1735 | 108.5 | 47.4 | 113.445 | 94.4381 | 3.7708 | 130.03 | 443.9048 | 34.882 | 216.5238 | 336.7148 | 100.2114
[48 empty] | 1736 | 108.5 | 47.4 | 113.445 | 94.4381 | 3.7708 | 130.03 | 443.9048 | 34.882 | 216.5238 | 336.7148 | 100.2114
[48 empty] | 1737 | 108.5 | 47.4 | 113.445 | 94.4381 | 3.7708 | 130.03 | 443.9048 | 34.882 | 216.5238 | 336.7148 | 100.2114
[48 empty] | 1738 | 108.5 | 47.4 | 113.445 | 94.4381 | 3.7708 | 130.03 | 443.9048 | 34.882 | 216.5238 | 336.7148 | 100.2114
[48 empty] | 1739 | 108.5 | 47.4 | 113.445 | 94.4381 | 3.7708 | 130.03 | 443.9048 | 34.882 | 216.5238 | 336.7148 | 100.2114
[48 empty] | 1740 | 108.5 | 47.4 | 113.445 | 94.4381 | 3.7708 | 130.03 | 443.9048 | 34.882 | 216.5238 | 336.7148 | 100.2114
[48 empty] | 1741 | 108.5 | 47.4 | 113.445 | 94.4381 | 3.7708 | 130.03 | 443.9048 | 34.882 | 216.5238 | 336.7148 | 100.2114
[48 empty] | 1742 | 108.5 | 47.4 | 113.445 | 94.4381 | 3.7708 | 130.03 | 443.9048 | 34.882 | 216.5238 | 336.7148 | 100.2114
[48 empty] | 1743 | 108.5 | 47.4 | 113.445 | 94.4381 | 3.7708 | 130.03 | 443.9048 | 34.882 | 216.5238 | 336.7148 | 100.2114
[48 empty] | 1744 | 108.5 | 47.4 | 113.445 | 94.4381 | 3.7708 | 130.03 | 443.9048 | 34.882 | 216.5238 | 336.7148 | 100.2114
[48 empty] | 1745 | 108.5 | 47.4 | 113.445 | 94.4381 | 3.7708 | 130.03 | 443.9048 | 34.882 | 216.5238 | 336.7148 | 100.2114
[48 empty] | 1746 | 108.5 | 47.4 | 113.445 | 94.4381 | 3.7708 | 130.03 | 443.9048 | 34.882 | 216.5238 | 336.7148 | 100.2114
[48 empty] | 1747 | 108.5 | 47.4 | 113.445 | 94.4381 | 3.7708 | 130.03 | 443.9048 | 34.882 | 216.5238 | 336.7148 | 100.2114
[48 empty] | 1748 | 108.5 | 47.4 | 113.445 | 94.4381 | 3.7708 | 130.03 | 443.9048 | 34.882 | 216.5238 | 336.7148 | 100.2114
[48 empty] | 1749 | 108.5 | 47.4 | 113.445 | 94.4381 | 3.7708 | 130.03 | 443.9048 | 34.882 | 216.5238 | 336.7148 | 100.2114
[48 empty] | 1750 | 108.5 | 47.4 | 113.445 | 94.4381 | 3.7708 | 130.03 | 443.9048 | 34.882 | 216.5238 | 336.7148 | 100.2114
[48 empty] | 1751 | 108.5 | 47.4 | 113.445 | 94.4381 | 3.7708 | 130.03 | 443.9048 | 34.882 | 216.5238 | 336.7148 | 100.2114
[48 empty] | 1752 | 108.5 | 47.4 | 113.445 | 94.4381 | 3.7708 | 130.03 | 443.9048 | 34.882 | 216.5238 | 336.7148 | 100.2114
[48 empty] | 1753 | 107.9105 | 47.0938 | 112.755 | 93.8857 | 3.7308 | 129.5 | 440.7619 | 34.656 | 210.769 | 320.2423 | 98.9463
[48 empty] | 1754 | 107.9105 | 47.0938 | 112.755 | 93.8857 | 3.7308 | 129.5 | 440.7619 | 34.656 | 210.769 | 320.2423 | 98.9463
[48 empty] | 1755 | 107.9105 | 47.0938 | 112.755 | 93.8857 | 3.7308 | 129.5 | 440.7619 | 34.656 | 210.769 | 320.2423 | 98.9463
[48 empty] | 1756 | 107.9105 | 47.0938 | 112.755 | 93.8857 | 3.7308 | 129.5 | 440.7619 | 34.656 | 210.769 | 320.2423 | 98.9463
[48 empty] | 1757 | 107.9105 | 47.0938 | 112.755 | 93.8857 | 3.7308 | 129.5 | 440.7619 | 34.656 | 210.769 | 320.2423 | 98.9463
[48 empty] | 1758 | 107.9105 | 47.0938 | 112.755 | 93.8857 | 3.7308 | 129.5 | 440.7619 | 34.656 | 210.769 | 320.2423 | 98.9463
[48 empty] | 1759 | 107.9105 | 47.0938 | 112.755 | 93.8857 | 3.7308 | 129.5 | 440.7619 | 34.656 | 210.769 | 320.2423 | 98.9463
[48 empty] | 1760 | 107.9105 | 47.0938 | 112.755 | 93.8857 | 3.7308 | 129.5 | 440.7619 | 34.656 | 210.769 | 320.2423 | 98.9463
[48 empty] | 1761 | 107.9105 | 47.0938 | 112.755 | 93.8857 | 3.7308 | 129.5 | 440.7619 | 34.656 | 210.769 | 320.2423 | 98.9463
[48 empty] | 1762 | 107.9105 | 47.0938 | 112.755 | 93.8857 | 3.7308 | 129.5 | 440.7619 | 34.656 | 210.769 | 320.2423 | 98.9463
[48 empty] | 1763 | 107.9105 | 47.0938 | 112.755 | 93.8857 | 3.7308 | 129.5 | 440.7619 | 34.656 | 210.769 | 320.2423 | 98.9463
[48 empty] | 1764 | 107.9105 | 47.0938 | 112.755 | 93.8857 | 3.7308 | 129.5 | 440.7619 | 34.656 | 210.769 | 320.2423 | 98.9463
[48 empty] | 1765 | 107.9105 | 47.0938 | 112.755 | 93.8857 | 3.7308 | 129.5 | 440.7619 | 34.656 | 210.769 | 320.2423 | 98.9463
[48 empty] | 1766 | 107.9105 | 47.0938 | 112.755 | 93.8857 | 3.7308 | 129.5 | 440.7619 | 34.656 | 210.769 | 320.2423 | 98.9463
[48 empty] | 1767 | 107.9105 | 47.0938 | 112.755 | 93.8857 | 3.7308 | 129.5 | 440.7619 | 34.656 | 210.769 | 320.2423 | 98.9463
[48 empty] | 1768 | 107.9105 | 47.0938 | 112.755 | 93.8857 | 3.7308 | 129.5 | 440.7619 | 34.656 | 210.769 | 320.2423 | 98.9463
[48 empty] | 1769 | 107.9105 | 47.0938 | 112.755 | 93.8857 | 3.7308 | 129.5 | 440.7619 | 34.656 | 210.769 | 320.2423 | 98.9463
[48 empty] | 1770 | 107.9105 | 47.0938 | 112.755 | 93.8857 | 3.7308 | 129.5 | 440.7619 | 34.656 | 210.769 | 320.2423 | 98.9463
[48 empty] | 1771 | 107.9105 | 47.0938 | 112.755 | 93.8857 | 3.7308 | 129.5 | 440.7619 | 34.656 | 210.769 | 320.2423 | 98.9463
[48 empty] | 1772 | 107.9105 | 47.0938 | 112.755 | 93.8857 | 3.7308 | 129.5 | 440.7619 | 34.656 | 210.769 | 320.2423 | 98.9463
[48 empty] | 1773 | 107.9105 | 47.0938 | 112.755 | 93.8857 | 3.7308 | 129.5 | 440.7619 | 34.656 | 210.769 | 320.2423 | 98.9463
[48 empty] | 1774 | 107.9105 | 47.0938 | 112.755 | 93.8857 | 3.7308 | 129.5 | 440.7619 | 34.656 | 210.769 | 320.2423 | 98.9463
[48 empty] | 1775 | 107.9105 | 47.0938 | 112.755 | 93.8857 | 3.7308 | 129.5 | 440.7619 | 34.656 | 210.769 | 320.2423 | 98.9463
[48 empty] | 1776 | 107.9105 | 47.0938 | 112.755 | 93.8857 | 3.7308 | 129.5 | 440.7619 | 34.656 | 210.769 | 320.2423 | 98.9463
[48 empty] | 1777 | 107.4632 | 46.7812 | 112.17 | 93.4762 | 3.6808 | 128.805 | 438.2381 | 34.5267 | 213.1766 | 346.4422 | 98.98
[48 empty] | 1778 | 107.4632 | 46.7812 | 112.17 | 93.4762 | 3.6808 | 128.805 | 438.2381 | 34.5267 | 213.1766 | 346.4422 | 98.98
[48 empty] | 1779 | 107.4632 | 46.7812 | 112.17 | 93.4762 | 3.6808 | 128.805 | 438.2381 | 34.5267 | 213.1766 | 346.4422 | 98.98
[48 empty] | 1780 | 107.4632 | 46.7812 | 112.17 | 93.4762 | 3.6808 | 128.805 | 438.2381 | 34.5267 | 213.1766 | 346.4422 | 98.98
[48 empty] | 1781 | 107.4632 | 46.7812 | 112.17 | 93.4762 | 3.6808 | 128.805 | 438.2381 | 34.5267 | 213.1766 | 346.4422 | 98.98
[48 empty] | 1782 | 107.4632 | 46.7812 | 112.17 | 93.4762 | 3.6808 | 128.805 | 438.2381 | 34.5267 | 213.1766 | 346.4422 | 98.98
[48 empty] | 1783 | 107.4632 | 46.7812 | 112.17 | 93.4762 | 3.6808 | 128.805 | 438.2381 | 34.5267 | 213.1766 | 346.4422 | 98.98
[48 empty] | 1784 | 107.4632 | 46.7812 | 112.17 | 93.4762 | 3.6808 | 128.805 | 438.2381 | 34.5267 | 213.1766 | 346.4422 | 98.98
[48 empty] | 1785 | 107.4632 | 46.7812 | 112.17 | 93.4762 | 3.6808 | 128.805 | 438.2381 | 34.5267 | 213.1766 | 346.4422 | 98.98
[48 empty] | 1786 | 107.4632 | 46.7812 | 112.17 | 93.4762 | 3.6808 | 128.805 | 438.2381 | 34.5267 | 213.1766 | 346.4422 | 98.98
[48 empty] | 1787 | 107.4632 | 46.7812 | 112.17 | 93.4762 | 3.6808 | 128.805 | 438.2381 | 34.5267 | 213.1766 | 346.4422 | 98.98
[48 empty] | 1788 | 107.4632 | 46.7812 | 112.17 | 93.4762 | 3.6808 | 128.805 | 438.2381 | 34.5267 | 213.1766 | 346.4422 | 98.98
[48 empty] | 1789 | 107.4632 | 46.7812 | 112.17 | 93.4762 | 3.6808 | 128.805 | 438.2381 | 34.5267 | 213.1766 | 346.4422 | 98.98
[48 empty] | 1790 | 107.4632 | 46.7812 | 112.17 | 93.4762 | 3.6808 | 128.805 | 438.2381 | 34.5267 | 213.1766 | 346.4422 | 98.98
[48 empty] | 1791 | 107.4632 | 46.7812 | 112.17 | 93.4762 | 3.6808 | 128.805 | 438.2381 | 34.5267 | 213.1766 | 346.4422 | 98.98
[48 empty] | 1792 | 107.4632 | 46.7812 | 112.17 | 93.4762 | 3.6808 | 128.805 | 438.2381 | 34.5267 | 213.1766 | 346.4422 | 98.98
[48 empty] | 1793 | 107.4632 | 46.7812 | 112.17 | 93.4762 | 3.6808 | 128.805 | 438.2381 | 34.5267 | 213.1766 | 346.4422 | 98.98
[48 empty] | 1794 | 107.4632 | 46.7812 | 112.17 | 93.4762 | 3.6808 | 128.805 | 438.2381 | 34.5267 | 213.1766 | 346.4422 | 98.98
[48 empty] | 1795 | 107.4632 | 46.7812 | 112.17 | 93.4762 | 3.6808 | 128.805 | 438.2381 | 34.5267 | 213.1766 | 346.4422 | 98.98
[48 empty] | 1796 | 107.4632 | 46.7812 | 112.17 | 93.4762 | 3.6808 | 128.805 | 438.2381 | 34.5267 | 213.1766 | 346.4422 | 98.98
[48 empty] | 1797 | 107.4632 | 46.7812 | 112.17 | 93.4762 | 3.6808 | 128.805 | 438.2381 | 34.5267 | 213.1766 | 346.4422 | 98.98
[48 empty] | 1798 | 107.4632 | 46.7812 | 112.17 | 93.4762 | 3.6808 | 128.805 | 438.2381 | 34.5267 | 213.1766 | 346.4422 | 98.98
[48 empty] | 1799 | 107.4632 | 46.7812 | 112.17 | 93.4762 | 3.6808 | 128.805 | 438.2381 | 34.5267 | 213.1766 | 346.4422 | 98.98
[48 empty] | 1800 | 107.4632 | 46.7812 | 112.17 | 93.4762 | 3.6808 | 128.805 | 438.2381 | 34.5267 | 213.1766 | 346.4422 | 98.98
[48 empty] | 1801 | 107.0158 | 46.55 | 111.725 | 93.181 | 3.6631 | 128.55 | 434.5714 | 34.36 | 219.7708 | 337.9253 | 98.553
[48 empty] | 1802 | 107.0158 | 46.55 | 111.725 | 93.181 | 3.6631 | 128.55 | 434.5714 | 34.36 | 219.7708 | 337.9253 | 98.553
[48 empty] | 1803 | 107.0158 | 46.55 | 111.725 | 93.181 | 3.6631 | 128.55 | 434.5714 | 34.36 | 219.7708 | 337.9253 | 98.553
[48 empty] | 1804 | 107.0158 | 46.55 | 111.725 | 93.181 | 3.6631 | 128.55 | 434.5714 | 34.36 | 219.7708 | 337.9253 | 98.553
[48 empty] | 1805 | 107.0158 | 46.55 | 111.725 | 93.181 | 3.6631 | 128.55 | 434.5714 | 34.36 | 219.7708 | 337.9253 | 98.553
[48 empty] | 1806 | 107.0158 | 46.55 | 111.725 | 93.181 | 3.6631 | 128.55 | 434.5714 | 34.36 | 219.7708 | 337.9253 | 98.553
[48 empty] | 1807 | 107.0158 | 46.55 | 111.725 | 93.181 | 3.6631 | 128.55 | 434.5714 | 34.36 | 219.7708 | 337.9253 | 98.553
[48 empty] | 1808 | 107.0158 | 46.55 | 111.725 | 93.181 | 3.6631 | 128.55 | 434.5714 | 34.36 | 219.7708 | 337.9253 | 98.553
[48 empty] | 1809 | 107.0158 | 46.55 | 111.725 | 93.181 | 3.6631 | 128.55 | 434.5714 | 34.36 | 219.7708 | 337.9253 | 98.553
[48 empty] | 1810 | 107.0158 | 46.55 | 111.725 | 93.181 | 3.6631 | 128.55 | 434.5714 | 34.36 | 219.7708 | 337.9253 | 98.553
[48 empty] | 1811 | 107.0158 | 46.55 | 111.725 | 93.181 | 3.6631 | 128.55 | 434.5714 | 34.36 | 219.7708 | 337.9253 | 98.553
[48 empty] | 1812 | 107.0158 | 46.55 | 111.725 | 93.181 | 3.6631 | 128.55 | 434.5714 | 34.36 | 219.7708 | 337.9253 | 98.553
[48 empty] | 1813 | 107.0158 | 46.55 | 111.725 | 93.181 | 3.6631 | 128.55 | 434.5714 | 34.36 | 219.7708 | 337.9253 | 98.553
[48 empty] | 1814 | 107.0158 | 46.55 | 111.725 | 93.181 | 3.6631 | 128.55 | 434.5714 | 34.36 | 219.7708 | 337.9253 | 98.553
[48 empty] | 1815 | 107.0158 | 46.55 | 111.725 | 93.181 | 3.6631 | 128.55 | 434.5714 | 34.36 | 219.7708 | 337.9253 | 98.553
[48 empty] | 1816 | 107.0158 | 46.55 | 111.725 | 93.181 | 3.6631 | 128.55 | 434.5714 | 34.36 | 219.7708 | 337.9253 | 98.553
[48 empty] | 1817 | 107.0158 | 46.55 | 111.725 | 93.181 | 3.6631 | 128.55 | 434.5714 | 34.36 | 219.7708 | 337.9253 | 98.553
[48 empty] | 1818 | 107.0158 | 46.55 | 111.725 | 93.181 | 3.6631 | 128.55 | 434.5714 | 34.36 | 219.7708 | 337.9253 | 98.553
[48 empty] | 1819 | 107.0158 | 46.55 | 111.725 | 93.181 | 3.6631 | 128.55 | 434.5714 | 34.36 | 219.7708 | 337.9253 | 98.553
[48 empty] | 1820 | 107.0158 | 46.55 | 111.725 | 93.181 | 3.6631 | 128.55 | 434.5714 | 34.36 | 219.7708 | 337.9253 | 98.553
[48 empty] | 1821 | 107.0158 | 46.55 | 111.725 | 93.181 | 3.6631 | 128.55 | 434.5714 | 34.36 | 219.7708 | 337.9253 | 98.553
[48 empty] | 1822 | 107.0158 | 46.55 | 111.725 | 93.181 | 3.6631 | 128.55 | 434.5714 | 34.36 | 219.7708 | 337.9253 | 98.553
[48 empty] | 1823 | 107.0158 | 46.55 | 111.725 | 93.181 | 3.6631 | 128.55 | 434.5714 | 34.36 | 219.7708 | 337.9253 | 98.553
[48 empty] | 1824 | 107.0158 | 46.55 | 111.725 | 93.181 | 3.6631 | 128.55 | 434.5714 | 34.36 | 219.7708 | 337.9253 | 98.553
[48 empty] | 1825 | 106.6737 | 46.2812 | 111.085 | 92.6952 | 3.6254 | 127.905 | 432 | 34.1373 | 217.5615 | 330.8897 | 98.1484
[48 empty] | 1826 | 106.6737 | 46.2812 | 111.085 | 92.6952 | 3.6254 | 127.905 | 432 | 34.1373 | 217.5615 | 330.8897 | 98.1484
[48 empty] | 1827 | 106.6737 | 46.2812 | 111.085 | 92.6952 | 3.6254 | 127.905 | 432 | 34.1373 | 217.5615 | 330.8897 | 98.1484
[48 empty] | 1828 | 106.6737 | 46.2812 | 111.085 | 92.6952 | 3.6254 | 127.905 | 432 | 34.1373 | 217.5615 | 330.8897 | 98.1484
[48 empty] | 1829 | 106.6737 | 46.2812 | 111.085 | 92.6952 | 3.6254 | 127.905 | 432 | 34.1373 | 217.5615 | 330.8897 | 98.1484
[48 empty] | 1830 | 106.6737 | 46.2812 | 111.085 | 92.6952 | 3.6254 | 127.905 | 432 | 34.1373 | 217.5615 | 330.8897 | 98.1484
[48 empty] | 1831 | 106.6737 | 46.2812 | 111.085 | 92.6952 | 3.6254 | 127.905 | 432 | 34.1373 | 217.5615 | 330.8897 | 98.1484
[48 empty] | 1832 | 106.6737 | 46.2812 | 111.085 | 92.6952 | 3.6254 | 127.905 | 432 | 34.1373 | 217.5615 | 330.8897 | 98.1484
[48 empty] | 1833 | 106.6737 | 46.2812 | 111.085 | 92.6952 | 3.6254 | 127.905 | 432 | 34.1373 | 217.5615 | 330.8897 | 98.1484
[48 empty] | 1834 | 106.6737 | 46.2812 | 111.085 | 92.6952 | 3.6254 | 127.905 | 432 | 34.1373 | 217.5615 | 330.8897 | 98.1484
[48 empty] | 1835 | 106.6737 | 46.2812 | 111.085 | 92.6952 | 3.6254 | 127.905 | 432 | 34.1373 | 217.5615 | 330.8897 | 98.1484
[48 empty] | 1836 | 106.6737 | 46.2812 | 111.085 | 92.6952 | 3.6254 | 127.905 | 432 | 34.1373 | 217.5615 | 330.8897 | 98.1484
[48 empty] | 1837 | 106.6737 | 46.2812 | 111.085 | 92.6952 | 3.6254 | 127.905 | 432 | 34.1373 | 217.5615 | 330.8897 | 98.1484
[48 empty] | 1838 | 106.6737 | 46.2812 | 111.085 | 92.6952 | 3.6254 | 127.905 | 432 | 34.1373 | 217.5615 | 330.8897 | 98.1484
[48 empty] | 1839 | 106.6737 | 46.2812 | 111.085 | 92.6952 | 3.6254 | 127.905 | 432 | 34.1373 | 217.5615 | 330.8897 | 98.1484
[48 empty] | 1840 | 106.6737 | 46.2812 | 111.085 | 92.6952 | 3.6254 | 127.905 | 432 | 34.1373 | 217.5615 | 330.8897 | 98.1484
[48 empty] | 1841 | 106.6737 | 46.2812 | 111.085 | 92.6952 | 3.6254 | 127.905 | 432 | 34.1373 | 217.5615 | 330.8897 | 98.1484
[48 empty] | 1842 | 106.6737 | 46.2812 | 111.085 | 92.6952 | 3.6254 | 127.905 | 432 | 34.1373 | 217.5615 | 330.8897 | 98.1484
[48 empty] | 1843 | 106.6737 | 46.2812 | 111.085 | 92.6952 | 3.6254 | 127.905 | 432 | 34.1373 | 217.5615 | 330.8897 | 98.1484
[48 empty] | 1844 | 106.6737 | 46.2812 | 111.085 | 92.6952 | 3.6254 | 127.905 | 432 | 34.1373 | 217.5615 | 330.8897 | 98.1484
[48 empty] | 1845 | 106.6737 | 46.2812 | 111.085 | 92.6952 | 3.6254 | 127.905 | 432 | 34.1373 | 217.5615 | 330.8897 | 98.1484
[48 empty] | 1846 | 106.6737 | 46.2812 | 111.085 | 92.6952 | 3.6254 | 127.905 | 432 | 34.1373 | 217.5615 | 330.8897 | 98.1484
[48 empty] | 1847 | 106.6737 | 46.2812 | 111.085 | 92.6952 | 3.6254 | 127.905 | 432 | 34.1373 | 217.5615 | 330.8897 | 98.1484
[48 empty] | 1848 | 106.6737 | 46.2812 | 111.085 | 92.6952 | 3.6254 | 127.905 | 432 | 34.1373 | 217.5615 | 330.8897 | 98.1484
[48 empty] | 1849 | 106.1579 | 45.9125 | 110.585 | 92.4524 | 3.5969 | 127.5 | 428.619 | 33.9857 | 210.6165 | 334.1099 | 96.9838
[48 empty] | 1850 | 106.1579 | 45.9125 | 110.585 | 92.4524 | 3.5969 | 127.5 | 428.619 | 33.9857 | 210.6165 | 334.1099 | 96.9838
[48 empty] | 1851 | 106.1579 | 45.9125 | 110.585 | 92.4524 | 3.5969 | 127.5 | 428.619 | 33.9857 | 210.6165 | 334.1099 | 96.9838
[48 empty] | 1852 | 106.1579 | 45.9125 | 110.585 | 92.4524 | 3.5969 | 127.5 | 428.619 | 33.9857 | 210.6165 | 334.1099 | 96.9838
[48 empty] | 1853 | 106.1579 | 45.9125 | 110.585 | 92.4524 | 3.5969 | 127.5 | 428.619 | 33.9857 | 210.6165 | 334.1099 | 96.9838
[48 empty] | 1854 | 106.1579 | 45.9125 | 110.585 | 92.4524 | 3.5969 | 127.5 | 428.619 | 33.9857 | 210.6165 | 334.1099 | 96.9838
[48 empty] | 1855 | 106.1579 | 45.9125 | 110.585 | 92.4524 | 3.5969 | 127.5 | 428.619 | 33.9857 | 210.6165 | 334.1099 | 96.9838
[48 empty] | 1856 | 106.1579 | 45.9125 | 110.585 | 92.4524 | 3.5969 | 127.5 | 428.619 | 33.9857 | 210.6165 | 334.1099 | 96.9838
[48 empty] | 1857 | 106.1579 | 45.9125 | 110.585 | 92.4524 | 3.5969 | 127.5 | 428.619 | 33.9857 | 210.6165 | 334.1099 | 96.9838
[48 empty] | 1858 | 106.1579 | 45.9125 | 110.585 | 92.4524 | 3.5969 | 127.5 | 428.619 | 33.9857 | 210.6165 | 334.1099 | 96.9838
[48 empty] | 1859 | 106.1579 | 45.9125 | 110.585 | 92.4524 | 3.5969 | 127.5 | 428.619 | 33.9857 | 210.6165 | 334.1099 | 96.9838
[48 empty] | 1860 | 106.1579 | 45.9125 | 110.585 | 92.4524 | 3.5969 | 127.5 | 428.619 | 33.9857 | 210.6165 | 334.1099 | 96.9838
[48 empty] | 1861 | 106.1579 | 45.9125 | 110.585 | 92.4524 | 3.5969 | 127.5 | 428.619 | 33.9857 | 210.6165 | 334.1099 | 96.9838
[48 empty] | 1862 | 106.1579 | 45.9125 | 110.585 | 92.4524 | 3.5969 | 127.5 | 428.619 | 33.9857 | 210.6165 | 334.1099 | 96.9838
[48 empty] | 1863 | 106.1579 | 45.9125 | 110.585 | 92.4524 | 3.5969 | 127.5 | 428.619 | 33.9857 | 210.6165 | 334.1099 | 96.9838
[48 empty] | 1864 | 106.1579 | 45.9125 | 110.585 | 92.4524 | 3.5969 | 127.5 | 428.619 | 33.9857 | 210.6165 | 334.1099 | 96.9838
[48 empty] | 1865 | 106.1579 | 45.9125 | 110.585 | 92.4524 | 3.5969 | 127.5 | 428.619 | 33.9857 | 210.6165 | 334.1099 | 96.9838
[48 empty] | 1866 | 106.1579 | 45.9125 | 110.585 | 92.4524 | 3.5969 | 127.5 | 428.619 | 33.9857 | 210.6165 | 334.1099 | 96.9838
[48 empty] | 1867 | 106.1579 | 45.9125 | 110.585 | 92.4524 | 3.5969 | 127.5 | 428.619 | 33.9857 | 210.6165 | 334.1099 | 96.9838
[48 empty] | 1868 | 106.1579 | 45.9125 | 110.585 | 92.4524 | 3.5969 | 127.5 | 428.619 | 33.9857 | 210.6165 | 334.1099 | 96.9838
[48 empty] | 1869 | 106.1579 | 45.9125 | 110.585 | 92.4524 | 3.5969 | 127.5 | 428.619 | 33.9857 | 210.6165 | 334.1099 | 96.9838
[48 empty] | 1870 | 106.1579 | 45.9125 | 110.585 | 92.4524 | 3.5969 | 127.5 | 428.619 | 33.9857 | 210.6165 | 334.1099 | 96.9838
[48 empty] | 1871 | 106.1579 | 45.9125 | 110.585 | 92.4524 | 3.5969 | 127.5 | 428.619 | 33.9857 | 210.6165 | 334.1099 | 96.9838
[48 empty] | 1872 | 106.1579 | 45.9125 | 110.585 | 92.4524 | 3.5969 | 127.5 | 428.619 | 33.9857 | 210.6165 | 334.1099 | 96.9838
[48 empty] | 1873 | 105.6579 | 45.675 | 109.865 | 92.019 | 3.5762 | 127.155 | 426.5238 | 33.8607 | 219.9123 | 322.0231 | 95.9254
[48 empty] | 1874 | 105.6579 | 45.675 | 109.865 | 92.019 | 3.5762 | 127.155 | 426.5238 | 33.8607 | 219.9123 | 322.0231 | 95.9254
[48 empty] | 1875 | 105.6579 | 45.675 | 109.865 | 92.019 | 3.5762 | 127.155 | 426.5238 | 33.8607 | 219.9123 | 322.0231 | 95.9254
[48 empty] | 1876 | 105.6579 | 45.675 | 109.865 | 92.019 | 3.5762 | 127.155 | 426.5238 | 33.8607 | 219.9123 | 322.0231 | 95.9254
[48 empty] | 1877 | 105.6579 | 45.675 | 109.865 | 92.019 | 3.5762 | 127.155 | 426.5238 | 33.8607 | 219.9123 | 322.0231 | 95.9254
[48 empty] | 1878 | 105.6579 | 45.675 | 109.865 | 92.019 | 3.5762 | 127.155 | 426.5238 | 33.8607 | 219.9123 | 322.0231 | 95.9254
[48 empty] | 1879 | 105.6579 | 45.675 | 109.865 | 92.019 | 3.5762 | 127.155 | 426.5238 | 33.8607 | 219.9123 | 322.0231 | 95.9254
[48 empty] | 1880 | 105.6579 | 45.675 | 109.865 | 92.019 | 3.5762 | 127.155 | 426.5238 | 33.8607 | 219.9123 | 322.0231 | 95.9254
[48 empty] | 1881 | 105.6579 | 45.675 | 109.865 | 92.019 | 3.5762 | 127.155 | 426.5238 | 33.8607 | 219.9123 | 322.0231 | 95.9254
[48 empty] | 1882 | 105.6579 | 45.675 | 109.865 | 92.019 | 3.5762 | 127.155 | 426.5238 | 33.8607 | 219.9123 | 322.0231 | 95.9254
[48 empty] | 1883 | 105.6579 | 45.675 | 109.865 | 92.019 | 3.5762 | 127.155 | 426.5238 | 33.8607 | 219.9123 | 322.0231 | 95.9254
[48 empty] | 1884 | 105.6579 | 45.675 | 109.865 | 92.019 | 3.5762 | 127.155 | 426.5238 | 33.8607 | 219.9123 | 322.0231 | 95.9254
[48 empty] | 1885 | 105.6579 | 45.675 | 109.865 | 92.019 | 3.5762 | 127.155 | 426.5238 | 33.8607 | 219.9123 | 322.0231 | 95.9254
[48 empty] | 1886 | 105.6579 | 45.675 | 109.865 | 92.019 | 3.5762 | 127.155 | 426.5238 | 33.8607 | 219.9123 | 322.0231 | 95.9254
[48 empty] | 1887 | 105.6579 | 45.675 | 109.865 | 92.019 | 3.5762 | 127.155 | 426.5238 | 33.8607 | 219.9123 | 322.0231 | 95.9254
[48 empty] | 1888 | 105.6579 | 45.675 | 109.865 | 92.019 | 3.5762 | 127.155 | 426.5238 | 33.8607 | 219.9123 | 322.0231 | 95.9254
[48 empty] | 1889 | 105.6579 | 45.675 | 109.865 | 92.019 | 3.5762 | 127.155 | 426.5238 | 33.8607 | 219.9123 | 322.0231 | 95.9254
[48 empty] | 1890 | 105.6579 | 45.675 | 109.865 | 92.019 | 3.5762 | 127.155 | 426.5238 | 33.8607 | 219.9123 | 322.0231 | 95.9254
[48 empty] | 1891 | 105.6579 | 45.675 | 109.865 | 92.019 | 3.5762 | 127.155 | 426.5238 | 33.8607 | 219.9123 | 322.0231 | 95.9254
[48 empty] | 1892 | 105.6579 | 45.675 | 109.865 | 92.019 | 3.5762 | 127.155 | 426.5238 | 33.8607 | 219.9123 | 322.0231 | 95.9254
[48 empty] | 1893 | 105.6579 | 45.675 | 109.865 | 92.019 | 3.5762 | 127.155 | 426.5238 | 33.8607 | 219.9123 | 322.0231 | 95.9254
[48 empty] | 1894 | 105.6579 | 45.675 | 109.865 | 92.019 | 3.5762 | 127.155 | 426.5238 | 33.8607 | 219.9123 | 322.0231 | 95.9254
[48 empty] | 1895 | 105.6579 | 45.675 | 109.865 | 92.019 | 3.5762 | 127.155 | 426.5238 | 33.8607 | 219.9123 | 322.0231 | 95.9254
[48 empty] | 1896 | 105.6579 | 45.675 | 109.865 | 92.019 | 3.5762 | 127.155 | 426.5238 | 33.8607 | 219.9123 | 322.0231 | 95.9254
[48 empty] | 1897 | 105.2895 | 45.4813 | 109.27 | 91.6286 | 3.5515 | 126.545 | 424.3333 | 33.726 | 218.4464 | 305.184 | 94.8793
[48 empty] | 1898 | 105.2895 | 45.4813 | 109.27 | 91.6286 | 3.5515 | 126.545 | 424.3333 | 33.726 | 218.4464 | 305.184 | 94.8793
[48 empty] | 1899 | 105.2895 | 45.4813 | 109.27 | 91.6286 | 3.5515 | 126.545 | 424.3333 | 33.726 | 218.4464 | 305.184 | 94.8793
[48 empty] | 1900 | 105.2895 | 45.4813 | 109.27 | 91.6286 | 3.5515 | 126.545 | 424.3333 | 33.726 | 218.4464 | 305.184 | 94.8793
[48 empty] | 1901 | 105.2895 | 45.4813 | 109.27 | 91.6286 | 3.5515 | 126.545 | 424.3333 | 33.726 | 218.4464 | 305.184 | 94.8793
[48 empty] | 1902 | 105.2895 | 45.4813 | 109.27 | 91.6286 | 3.5515 | 126.545 | 424.3333 | 33.726 | 218.4464 | 305.184 | 94.8793
[48 empty] | 1903 | 105.2895 | 45.4813 | 109.27 | 91.6286 | 3.5515 | 126.545 | 424.3333 | 33.726 | 218.4464 | 305.184 | 94.8793
[48 empty] | 1904 | 105.2895 | 45.4813 | 109.27 | 91.6286 | 3.5515 | 126.545 | 424.3333 | 33.726 | 218.4464 | 305.184 | 94.8793
[48 empty] | 1905 | 105.2895 | 45.4813 | 109.27 | 91.6286 | 3.5515 | 126.545 | 424.3333 | 33.726 | 218.4464 | 305.184 | 94.8793
[48 empty] | 1906 | 105.2895 | 45.4813 | 109.27 | 91.6286 | 3.5515 | 126.545 | 424.3333 | 33.726 | 218.4464 | 305.184 | 94.8793
[48 empty] | 1907 | 105.2895 | 45.4813 | 109.27 | 91.6286 | 3.5515 | 126.545 | 424.3333 | 33.726 | 218.4464 | 305.184 | 94.8793
[48 empty] | 1908 | 105.2895 | 45.4813 | 109.27 | 91.6286 | 3.5515 | 126.545 | 424.3333 | 33.726 | 218.4464 | 305.184 | 94.8793
[48 empty] | 1909 | 105.2895 | 45.4813 | 109.27 | 91.6286 | 3.5515 | 126.545 | 424.3333 | 33.726 | 218.4464 | 305.184 | 94.8793
[48 empty] | 1910 | 105.2895 | 45.4813 | 109.27 | 91.6286 | 3.5515 | 126.545 | 424.3333 | 33.726 | 218.4464 | 305.184 | 94.8793
[48 empty] | 1911 | 105.2895 | 45.4813 | 109.27 | 91.6286 | 3.5515 | 126.545 | 424.3333 | 33.726 | 218.4464 | 305.184 | 94.8793
[48 empty] | 1912 | 105.2895 | 45.4813 | 109.27 | 91.6286 | 3.5515 | 126.545 | 424.3333 | 33.726 | 218.4464 | 305.184 | 94.8793
[48 empty] | 1913 | 105.2895 | 45.4813 | 109.27 | 91.6286 | 3.5515 | 126.545 | 424.3333 | 33.726 | 218.4464 | 305.184 | 94.8793
[48 empty] | 1914 | 105.2895 | 45.4813 | 109.27 | 91.6286 | 3.5515 | 126.545 | 424.3333 | 33.726 | 218.4464 | 305.184 | 94.8793
[48 empty] | 1915 | 105.2895 | 45.4813 | 109.27 | 91.6286 | 3.5515 | 126.545 | 424.3333 | 33.726 | 218.4464 | 305.184 | 94.8793
[48 empty] | 1916 | 105.2895 | 45.4813 | 109.27 | 91.6286 | 3.5515 | 126.545 | 424.3333 | 33.726 | 218.4464 | 305.184 | 94.8793
[48 empty] | 1917 | 105.2895 | 45.4813 | 109.27 | 91.6286 | 3.5515 | 126.545 | 424.3333 | 33.726 | 218.4464 | 305.184 | 94.8793
[48 empty] | 1918 | 105.2895 | 45.4813 | 109.27 | 91.6286 | 3.5515 | 126.545 | 424.3333 | 33.726 | 218.4464 | 305.184 | 94.8793
[48 empty] | 1919 | 105.2895 | 45.4813 | 109.27 | 91.6286 | 3.5515 | 126.545 | 424.3333 | 33.726 | 218.4464 | 305.184 | 94.8793
[48 empty] | 1920 | 105.2895 | 45.4813 | 109.27 | 91.6286 | 3.5515 | 126.545 | 424.3333 | 33.726 | 218.4464 | 305.184 | 94.8793
[48 empty] | 1921 | 104.9316 | 45.3706 | 108.64 | 91.2286 | 3.5238 | 126.16 | 422.5238 | 33.5867 | 208.1312 | 278.9027 | 92.4844
[48 empty] | 1922 | 104.9316 | 45.3706 | 108.64 | 91.2286 | 3.5238 | 126.16 | 422.5238 | 33.5867 | 208.1312 | 278.9027 | 92.4844
[48 empty] | 1923 | 104.9316 | 45.3706 | 108.64 | 91.2286 | 3.5238 | 126.16 | 422.5238 | 33.5867 | 208.1312 | 278.9027 | 92.4844
[48 empty] | 1924 | 104.9316 | 45.3706 | 108.64 | 91.2286 | 3.5238 | 126.16 | 422.5238 | 33.5867 | 208.1312 | 278.9027 | 92.4844
[48 empty] | 1925 | 104.9316 | 45.3706 | 108.64 | 91.2286 | 3.5238 | 126.16 | 422.5238 | 33.5867 | 208.1312 | 278.9027 | 92.4844
[48 empty] | 1926 | 104.9316 | 45.3706 | 108.64 | 91.2286 | 3.5238 | 126.16 | 422.5238 | 33.5867 | 208.1312 | 278.9027 | 92.4844
[48 empty] | 1927 | 104.9316 | 45.3706 | 108.64 | 91.2286 | 3.5238 | 126.16 | 422.5238 | 33.5867 | 208.1312 | 278.9027 | 92.4844
[48 empty] | 1928 | 104.9316 | 45.3706 | 108.64 | 91.2286 | 3.5238 | 126.16 | 422.5238 | 33.5867 | 208.1312 | 278.9027 | 92.4844
[48 empty] | 1929 | 104.9316 | 45.3706 | 108.64 | 91.2286 | 3.5238 | 126.16 | 422.5238 | 33.5867 | 208.1312 | 278.9027 | 92.4844
[48 empty] | 1930 | 104.9316 | 45.3706 | 108.64 | 91.2286 | 3.5238 | 126.16 | 422.5238 | 33.5867 | 208.1312 | 278.9027 | 92.4844
[48 empty] | 1931 | 104.9316 | 45.3706 | 108.64 | 91.2286 | 3.5238 | 126.16 | 422.5238 | 33.5867 | 208.1312 | 278.9027 | 92.4844
[48 empty] | 1932 | 104.9316 | 45.3706 | 108.64 | 91.2286 | 3.5238 | 126.16 | 422.5238 | 33.5867 | 208.1312 | 278.9027 | 92.4844
[48 empty] | 1933 | 104.9316 | 45.3706 | 108.64 | 91.2286 | 3.5238 | 126.16 | 422.5238 | 33.5867 | 208.1312 | 278.9027 | 92.4844
[48 empty] | 1934 | 104.9316 | 45.3706 | 108.64 | 91.2286 | 3.5238 | 126.16 | 422.5238 | 33.5867 | 208.1312 | 278.9027 | 92.4844
[48 empty] | 1935 | 104.9316 | 45.3706 | 108.64 | 91.2286 | 3.5238 | 126.16 | 422.5238 | 33.5867 | 208.1312 | 278.9027 | 92.4844
[48 empty] | 1936 | 104.9316 | 45.3706 | 108.64 | 91.2286 | 3.5238 | 126.16 | 422.5238 | 33.5867 | 208.1312 | 278.9027 | 92.4844
[48 empty] | 1937 | 104.9316 | 45.3706 | 108.64 | 91.2286 | 3.5238 | 126.16 | 422.5238 | 33.5867 | 208.1312 | 278.9027 | 92.4844
[48 empty] | 1938 | 104.9316 | 45.3706 | 108.64 | 91.2286 | 3.5238 | 126.16 | 422.5238 | 33.5867 | 208.1312 | 278.9027 | 92.4844
[48 empty] | 1939 | 104.9316 | 45.3706 | 108.64 | 91.2286 | 3.5238 | 126.16 | 422.5238 | 33.5867 | 208.1312 | 278.9027 | 92.4844
[48 empty] | 1940 | 104.9316 | 45.3706 | 108.64 | 91.2286 | 3.5238 | 126.16 | 422.5238 | 33.5867 | 208.1312 | 278.9027 | 92.4844
[48 empty] | 1941 | 104.9316 | 45.3706 | 108.64 | 91.2286 | 3.5238 | 126.16 | 422.5238 | 33.5867 | 208.1312 | 278.9027 | 92.4844
[48 empty] | 1942 | 104.9316 | 45.3706 | 108.64 | 91.2286 | 3.5238 | 126.16 | 422.5238 | 33.5867 | 208.1312 | 278.9027 | 92.4844
[48 empty] | 1943 | 104.9316 | 45.3706 | 108.64 | 91.2286 | 3.5238 | 126.16 | 422.5238 | 33.5867 | 208.1312 | 278.9027 | 92.4844
[48 empty] | 1944 | 104.9316 | 45.3706 | 108.64 | 91.2286 | 3.5238 | 126.16 | 422.5238 | 33.5867 | 208.1312 | 278.9027 | 92.4844
[48 empty] | 1945 | 104.4895 | 45.0187 | 108.135 | 90.881 | 3.5031 | 125.89 | 420.2857 | 33.496 | 211.535 | 291.3815 | 92.4205
[48 empty] | 1946 | 104.4895 | 45.0187 | 108.135 | 90.881 | 3.5031 | 125.89 | 420.2857 | 33.496 | 211.535 | 291.3815 | 92.4205
[48 empty] | 1947 | 104.4895 | 45.0187 | 108.135 | 90.881 | 3.5031 | 125.89 | 420.2857 | 33.496 | 211.535 | 291.3815 | 92.4205
[48 empty] | 1948 | 104.4895 | 45.0187 | 108.135 | 90.881 | 3.5031 | 125.89 | 420.2857 | 33.496 | 211.535 | 291.3815 | 92.4205
[48 empty] | 1949 | 104.4895 | 45.0187 | 108.135 | 90.881 | 3.5031 | 125.89 | 420.2857 | 33.496 | 211.535 | 291.3815 | 92.4205
[48 empty] | 1950 | 104.4895 | 45.0187 | 108.135 | 90.881 | 3.5031 | 125.89 | 420.2857 | 33.496 | 211.535 | 291.3815 | 92.4205
[48 empty] | 1951 | 104.4895 | 45.0187 | 108.135 | 90.881 | 3.5031 | 125.89 | 420.2857 | 33.496 | 211.535 | 291.3815 | 92.4205
[48 empty] | 1952 | 104.4895 | 45.0187 | 108.135 | 90.881 | 3.5031 | 125.89 | 420.2857 | 33.496 | 211.535 | 291.3815 | 92.4205
[48 empty] | 1953 | 104.4895 | 45.0187 | 108.135 | 90.881 | 3.5031 | 125.89 | 420.2857 | 33.496 | 211.535 | 291.3815 | 92.4205
[48 empty] | 1954 | 104.4895 | 45.0187 | 108.135 | 90.881 | 3.5031 | 125.89 | 420.2857 | 33.496 | 211.535 | 291.3815 | 92.4205
[48 empty] | 1955 | 104.4895 | 45.0187 | 108.135 | 90.881 | 3.5031 | 125.89 | 420.2857 | 33.496 | 211.535 | 291.3815 | 92.4205
[48 empty] | 1956 | 104.4895 | 45.0187 | 108.135 | 90.881 | 3.5031 | 125.89 | 420.2857 | 33.496 | 211.535 | 291.3815 | 92.4205
[48 empty] | 1957 | 104.4895 | 45.0187 | 108.135 | 90.881 | 3.5031 | 125.89 | 420.2857 | 33.496 | 211.535 | 291.3815 | 92.4205
[48 empty] | 1958 | 104.4895 | 45.0187 | 108.135 | 90.881 | 3.5031 | 125.89 | 420.2857 | 33.496 | 211.535 | 291.3815 | 92.4205
[48 empty] | 1959 | 104.4895 | 45.0187 | 108.135 | 90.881 | 3.5031 | 125.89 | 420.2857 | 33.496 | 211.535 | 291.3815 | 92.4205
[48 empty] | 1960 | 104.4895 | 45.0187 | 108.135 | 90.881 | 3.5031 | 125.89 | 420.2857 | 33.496 | 211.535 | 291.3815 | 92.4205
[48 empty] | 1961 | 104.4895 | 45.0187 | 108.135 | 90.881 | 3.5031 | 125.89 | 420.2857 | 33.496 | 211.535 | 291.3815 | 92.4205
[48 empty] | 1962 | 104.4895 | 45.0187 | 108.135 | 90.881 | 3.5031 | 125.89 | 420.2857 | 33.496 | 211.535 | 291.3815 | 92.4205
[48 empty] | 1963 | 104.4895 | 45.0187 | 108.135 | 90.881 | 3.5031 | 125.89 | 420.2857 | 33.496 | 211.535 | 291.3815 | 92.4205
[48 empty] | 1964 | 104.4895 | 45.0187 | 108.135 | 90.881 | 3.5031 | 125.89 | 420.2857 | 33.496 | 211.535 | 291.3815 | 92.4205
[48 empty] | 1965 | 104.4895 | 45.0187 | 108.135 | 90.881 | 3.5031 | 125.89 | 420.2857 | 33.496 | 211.535 | 291.3815 | 92.4205
[48 empty] | 1966 | 104.4895 | 45.0187 | 108.135 | 90.881 | 3.5031 | 125.89 | 420.2857 | 33.496 | 211.535 | 291.3815 | 92.4205
[48 empty] | 1967 | 104.4895 | 45.0187 | 108.135 | 90.881 | 3.5031 | 125.89 | 420.2857 | 33.496 | 211.535 | 291.3815 | 92.4205
[48 empty] | 1968 | 104.4895 | 45.0187 | 108.135 | 90.881 | 3.5031 | 125.89 | 420.2857 | 33.496 | 211.535 | 291.3815 | 92.4205
[48 empty] | 1969 | 104.1105 | 44.8 | 107.615 | 90.5857 | 3.4885 | 125.49 | 418.7619 | 33.42 | 211.449 | 315.3835 | 93.0158
[48 empty] | 1970 | 104.1105 | 44.8 | 107.615 | 90.5857 | 3.4885 | 125.49 | 418.7619 | 33.42 | 211.449 | 315.3835 | 93.0158
[48 empty] | 1971 | 104.1105 | 44.8 | 107.615 | 90.5857 | 3.4885 | 125.49 | 418.7619 | 33.42 | 211.449 | 315.3835 | 93.0158
[48 empty] | 1972 | 104.1105 | 44.8 | 107.615 | 90.5857 | 3.4885 | 125.49 | 418.7619 | 33.42 | 211.449 | 315.3835 | 93.0158
[48 empty] | 1973 | 104.1105 | 44.8 | 107.615 | 90.5857 | 3.4885 | 125.49 | 418.7619 | 33.42 | 211.449 | 315.3835 | 93.0158
[48 empty] | 1974 | 104.1105 | 44.8 | 107.615 | 90.5857 | 3.4885 | 125.49 | 418.7619 | 33.42 | 211.449 | 315.3835 | 93.0158
[48 empty] | 1975 | 104.1105 | 44.8 | 107.615 | 90.5857 | 3.4885 | 125.49 | 418.7619 | 33.42 | 211.449 | 315.3835 | 93.0158
[48 empty] | 1976 | 104.1105 | 44.8 | 107.615 | 90.5857 | 3.4885 | 125.49 | 418.7619 | 33.42 | 211.449 | 315.3835 | 93.0158
[48 empty] | 1977 | 104.1105 | 44.8 | 107.615 | 90.5857 | 3.4885 | 125.49 | 418.7619 | 33.42 | 211.449 | 315.3835 | 93.0158
[48 empty] | 1978 | 104.1105 | 44.8 | 107.615 | 90.5857 | 3.4885 | 125.49 | 418.7619 | 33.42 | 211.449 | 315.3835 | 93.0158
[48 empty] | 1979 | 104.1105 | 44.8 | 107.615 | 90.5857 | 3.4885 | 125.49 | 418.7619 | 33.42 | 211.449 | 315.3835 | 93.0158
[48 empty] | 1980 | 104.1105 | 44.8 | 107.615 | 90.5857 | 3.4885 | 125.49 | 418.7619 | 33.42 | 211.449 | 315.3835 | 93.0158
[48 empty] | 1981 | 104.1105 | 44.8 | 107.615 | 90.5857 | 3.4885 | 125.49 | 418.7619 | 33.42 | 211.449 | 315.3835 | 93.0158
[48 empty] | 1982 | 104.1105 | 44.8 | 107.615 | 90.5857 | 3.4885 | 125.49 | 418.7619 | 33.42 | 211.449 | 315.3835 | 93.0158
[48 empty] | 1983 | 104.1105 | 44.8 | 107.615 | 90.5857 | 3.4885 | 125.49 | 418.7619 | 33.42 | 211.449 | 315.3835 | 93.0158
[48 empty] | 1984 | 104.1105 | 44.8 | 107.615 | 90.5857 | 3.4885 | 125.49 | 418.7619 | 33.42 | 211.449 | 315.3835 | 93.0158
[48 empty] | 1985 | 104.1105 | 44.8 | 107.615 | 90.5857 | 3.4885 | 125.49 | 418.7619 | 33.42 | 211.449 | 315.3835 | 93.0158
[48 empty] | 1986 | 104.1105 | 44.8 | 107.615 | 90.5857 | 3.4885 | 125.49 | 418.7619 | 33.42 | 211.449 | 315.3835 | 93.0158
[48 empty] | 1987 | 104.1105 | 44.8 | 107.615 | 90.5857 | 3.4885 | 125.49 | 418.7619 | 33.42 | 211.449 | 315.3835 | 93.0158
[48 empty] | 1988 | 104.1105 | 44.8 | 107.615 | 90.5857 | 3.4885 | 125.49 | 418.7619 | 33.42 | 211.449 | 315.3835 | 93.0158
[48 empty] | 1989 | 104.1105 | 44.8 | 107.615 | 90.5857 | 3.4885 | 125.49 | 418.7619 | 33.42 | 211.449 | 315.3835 | 93.0158
[48 empty] | 1990 | 104.1105 | 44.8 | 107.615 | 90.5857 | 3.4885 | 125.49 | 418.7619 | 33.42 | 211.449 | 315.3835 | 93.0158
[48 empty] | 1991 | 104.1105 | 44.8 | 107.615 | 90.5857 | 3.4885 | 125.49 | 418.7619 | 33.42 | 211.449 | 315.3835 | 93.0158
[48 empty] | 1992 | 104.1105 | 44.8 | 107.615 | 90.5857 | 3.4885 | 125.49 | 418.7619 | 33.42 | 211.449 | 315.3835 | 93.0158
[48 empty] | 1993 | 103.6263 | 44.3882 | 107.08 | 90.4381 | 3.4785 | 124.895 | 417.1429 | 33.7457 | 210.4846 | 332.7412 | 93.513
[48 empty] | 1994 | 103.6263 | 44.3882 | 107.08 | 90.4381 | 3.4785 | 124.895 | 417.1429 | 33.7457 | 210.4846 | 332.7412 | 93.513
[48 empty] | 1995 | 103.6263 | 44.3882 | 107.08 | 90.4381 | 3.4785 | 124.895 | 417.1429 | 33.7457 | 210.4846 | 332.7412 | 93.513
[48 empty] | 1996 | 103.6263 | 44.3882 | 107.08 | 90.4381 | 3.4785 | 124.895 | 417.1429 | 33.7457 | 210.4846 | 332.7412 | 93.513
[48 empty] | 1997 | 103.6263 | 44.3882 | 107.08 | 90.4381 | 3.4785 | 124.895 | 417.1429 | 33.7457 | 210.4846 | 332.7412 | 93.513
[48 empty] | 1998 | 103.6263 | 44.3882 | 107.08 | 90.4381 | 3.4785 | 124.895 | 417.1429 | 33.7457 | 210.4846 | 332.7412 | 93.513
[48 empty] | 1999 | 103.6263 | 44.3882 | 107.08 | 90.4381 | 3.4785 | 124.895 | 417.1429 | 33.7457 | 210.4846 | 332.7412 | 93.513
[48 empty] | 2000 | 103.6263 | 44.3882 | 107.08 | 90.4381 | 3.4785 | 124.895 | 417.1429 | 33.7457 | 210.4846 | 332.7412 | 93.513
[48 empty] | 2001 | 103.6263 | 44.3882 | 107.08 | 90.4381 | 3.4785 | 124.895 | 417.1429 | 33.7457 | 210.4846 | 332.7412 | 93.513
[48 empty] | 2002 | 103.6263 | 44.3882 | 107.08 | 90.4381 | 3.4785 | 124.895 | 417.1429 | 33.7457 | 210.4846 | 332.7412 | 93.513
[48 empty] | 2003 | 103.6263 | 44.3882 | 107.08 | 90.4381 | 3.4785 | 124.895 | 417.1429 | 33.7457 | 210.4846 | 332.7412 | 93.513
[48 empty] | 2004 | 103.6263 | 44.3882 | 107.08 | 90.4381 | 3.4785 | 124.895 | 417.1429 | 33.7457 | 210.4846 | 332.7412 | 93.513
[48 empty] | 2005 | 103.6263 | 44.3882 | 107.08 | 90.4381 | 3.4785 | 124.895 | 417.1429 | 33.7457 | 210.4846 | 332.7412 | 93.513
[48 empty] | 2006 | 103.6263 | 44.3882 | 107.08 | 90.4381 | 3.4785 | 124.895 | 417.1429 | 33.7457 | 210.4846 | 332.7412 | 93.513
[48 empty] | 2007 | 103.6263 | 44.3882 | 107.08 | 90.4381 | 3.4785 | 124.895 | 417.1429 | 33.7457 | 210.4846 | 332.7412 | 93.513
[48 empty] | 2008 | 103.6263 | 44.3882 | 107.08 | 90.4381 | 3.4785 | 124.895 | 417.1429 | 33.7457 | 210.4846 | 332.7412 | 93.513
[48 empty] | 2009 | 103.6263 | 44.3882 | 107.08 | 90.4381 | 3.4785 | 124.895 | 417.1429 | 33.7457 | 210.4846 | 332.7412 | 93.513
[48 empty] | 2010 | 103.6263 | 44.3882 | 107.08 | 90.4381 | 3.4785 | 124.895 | 417.1429 | 33.7457 | 210.4846 | 332.7412 | 93.513
[48 empty] | 2011 | 103.6263 | 44.3882 | 107.08 | 90.4381 | 3.4785 | 124.895 | 417.1429 | 33.7457 | 210.4846 | 332.7412 | 93.513
[48 empty] | 2012 | 103.6263 | 44.3882 | 107.08 | 90.4381 | 3.4785 | 124.895 | 417.1429 | 33.7457 | 210.4846 | 332.7412 | 93.513
[48 empty] | 2013 | 103.6263 | 44.3882 | 107.08 | 90.4381 | 3.4785 | 124.895 | 417.1429 | 33.7457 | 210.4846 | 332.7412 | 93.513
[48 empty] | 2014 | 103.6263 | 44.3882 | 107.08 | 90.4381 | 3.4785 | 124.895 | 417.1429 | 33.7457 | 210.4846 | 332.7412 | 93.513
[48 empty] | 2015 | 103.6263 | 44.3882 | 107.08 | 90.4381 | 3.4785 | 124.895 | 417.1429 | 33.7457 | 210.4846 | 332.7412 | 93.513
[48 empty] | 2016 | 103.6263 | 44.3882 | 107.08 | 90.4381 | 3.4785 | 124.895 | 417.1429 | 33.7457 | 210.4846 | 332.7412 | 93.513
[48 empty] | 2017 | 103.2895 | 44.375 | 106.655 | 90.1333 | 3.4592 | 124.67 | 415.5238 | 33.205 | 215.7772 | 335.5915 | 92.7538
[48 empty] | 2018 | 103.2895 | 44.375 | 106.655 | 90.1333 | 3.4592 | 124.67 | 415.5238 | 33.205 | 215.7772 | 335.5915 | 92.7538
[48 empty] | 2019 | 103.2895 | 44.375 | 106.655 | 90.1333 | 3.4592 | 124.67 | 415.5238 | 33.205 | 215.7772 | 335.5915 | 92.7538
[48 empty] | 2020 | 103.2895 | 44.375 | 106.655 | 90.1333 | 3.4592 | 124.67 | 415.5238 | 33.205 | 215.7772 | 335.5915 | 92.7538
[48 empty] | 2021 | 103.2895 | 44.375 | 106.655 | 90.1333 | 3.4592 | 124.67 | 415.5238 | 33.205 | 215.7772 | 335.5915 | 92.7538
[48 empty] | 2022 | 103.2895 | 44.375 | 106.655 | 90.1333 | 3.4592 | 124.67 | 415.5238 | 33.205 | 215.7772 | 335.5915 | 92.7538
[48 empty] | 2023 | 103.2895 | 44.375 | 106.655 | 90.1333 | 3.4592 | 124.67 | 415.5238 | 33.205 | 215.7772 | 335.5915 | 92.7538
[48 empty] | 2024 | 103.2895 | 44.375 | 106.655 | 90.1333 | 3.4592 | 124.67 | 415.5238 | 33.205 | 215.7772 | 335.5915 | 92.7538
[48 empty] | 2025 | 103.2895 | 44.375 | 106.655 | 90.1333 | 3.4592 | 124.67 | 415.5238 | 33.205 | 215.7772 | 335.5915 | 92.7538
[48 empty] | 2026 | 103.2895 | 44.375 | 106.655 | 90.1333 | 3.4592 | 124.67 | 415.5238 | 33.205 | 215.7772 | 335.5915 | 92.7538
[48 empty] | 2027 | 103.2895 | 44.375 | 106.655 | 90.1333 | 3.4592 | 124.67 | 415.5238 | 33.205 | 215.7772 | 335.5915 | 92.7538
[48 empty] | 2028 | 103.2895 | 44.375 | 106.655 | 90.1333 | 3.4592 | 124.67 | 415.5238 | 33.205 | 215.7772 | 335.5915 | 92.7538
[48 empty] | 2029 | 103.2895 | 44.375 | 106.655 | 90.1333 | 3.4592 | 124.67 | 415.5238 | 33.205 | 215.7772 | 335.5915 | 92.7538
[48 empty] | 2030 | 103.2895 | 44.375 | 106.655 | 90.1333 | 3.4592 | 124.67 | 415.5238 | 33.205 | 215.7772 | 335.5915 | 92.7538
[48 empty] | 2031 | 103.2895 | 44.375 | 106.655 | 90.1333 | 3.4592 | 124.67 | 415.5238 | 33.205 | 215.7772 | 335.5915 | 92.7538
[48 empty] | 2032 | 103.2895 | 44.375 | 106.655 | 90.1333 | 3.4592 | 124.67 | 415.5238 | 33.205 | 215.7772 | 335.5915 | 92.7538
[48 empty] | 2033 | 103.2895 | 44.375 | 106.655 | 90.1333 | 3.4592 | 124.67 | 415.5238 | 33.205 | 215.7772 | 335.5915 | 92.7538
[48 empty] | 2034 | 103.2895 | 44.375 | 106.655 | 90.1333 | 3.4592 | 124.67 | 415.5238 | 33.205 | 215.7772 | 335.5915 | 92.7538
[48 empty] | 2035 | 103.2895 | 44.375 | 106.655 | 90.1333 | 3.4592 | 124.67 | 415.5238 | 33.205 | 215.7772 | 335.5915 | 92.7538
[48 empty] | 2036 | 103.2895 | 44.375 | 106.655 | 90.1333 | 3.4592 | 124.67 | 415.5238 | 33.205 | 215.7772 | 335.5915 | 92.7538
[48 empty] | 2037 | 103.2895 | 44.375 | 106.655 | 90.1333 | 3.4592 | 124.67 | 415.5238 | 33.205 | 215.7772 | 335.5915 | 92.7538
[48 empty] | 2038 | 103.2895 | 44.375 | 106.655 | 90.1333 | 3.4592 | 124.67 | 415.5238 | 33.205 | 215.7772 | 335.5915 | 92.7538
[48 empty] | 2039 | 103.2895 | 44.375 | 106.655 | 90.1333 | 3.4592 | 124.67 | 415.5238 | 33.205 | 215.7772 | 335.5915 | 92.7538
[48 empty] | 2040 | 103.2895 | 44.375 | 106.655 | 90.1333 | 3.4592 | 124.67 | 415.5238 | 33.205 | 215.7772 | 335.5915 | 92.7538
[48 empty] | 2041 | 102.9684 | 44.1437 | 106.17 | 89.8095 | 3.46 | 124.585 | 414.4286 | 33.1033 | 223.0908 | 344.9252 | 93.8052
[48 empty] | 2042 | 102.9684 | 44.1437 | 106.17 | 89.8095 | 3.46 | 124.585 | 414.4286 | 33.1033 | 223.0908 | 344.9252 | 93.8052
[48 empty] | 2043 | 102.9684 | 44.1437 | 106.17 | 89.8095 | 3.46 | 124.585 | 414.4286 | 33.1033 | 223.0908 | 344.9252 | 93.8052
[48 empty] | 2044 | 102.9684 | 44.1437 | 106.17 | 89.8095 | 3.46 | 124.585 | 414.4286 | 33.1033 | 223.0908 | 344.9252 | 93.8052
[48 empty] | 2045 | 102.9684 | 44.1437 | 106.17 | 89.8095 | 3.46 | 124.585 | 414.4286 | 33.1033 | 223.0908 | 344.9252 | 93.8052
[48 empty] | 2046 | 102.9684 | 44.1437 | 106.17 | 89.8095 | 3.46 | 124.585 | 414.4286 | 33.1033 | 223.0908 | 344.9252 | 93.8052
[48 empty] | 2047 | 102.9684 | 44.1437 | 106.17 | 89.8095 | 3.46 | 124.585 | 414.4286 | 33.1033 | 223.0908 | 344.9252 | 93.8052
[48 empty] | 2048 | 102.9684 | 44.1437 | 106.17 | 89.8095 | 3.46 | 124.585 | 414.4286 | 33.1033 | 223.0908 | 344.9252 | 93.8052
[48 empty] | 2049 | 102.9684 | 44.1437 | 106.17 | 89.8095 | 3.46 | 124.585 | 414.4286 | 33.1033 | 223.0908 | 344.9252 | 93.8052
[48 empty] | 2050 | 102.9684 | 44.1437 | 106.17 | 89.8095 | 3.46 | 124.585 | 414.4286 | 33.1033 | 223.0908 | 344.9252 | 93.8052
[48 empty] | 2051 | 102.9684 | 44.1437 | 106.17 | 89.8095 | 3.46 | 124.585 | 414.4286 | 33.1033 | 223.0908 | 344.9252 | 93.8052
[48 empty] | 2052 | 102.9684 | 44.1437 | 106.17 | 89.8095 | 3.46 | 124.585 | 414.4286 | 33.1033 | 223.0908 | 344.9252 | 93.8052
[48 empty] | 2053 | 102.9684 | 44.1437 | 106.17 | 89.8095 | 3.46 | 124.585 | 414.4286 | 33.1033 | 223.0908 | 344.9252 | 93.8052
[48 empty] | 2054 | 102.9684 | 44.1437 | 106.17 | 89.8095 | 3.46 | 124.585 | 414.4286 | 33.1033 | 223.0908 | 344.9252 | 93.8052
[48 empty] | 2055 | 102.9684 | 44.1437 | 106.17 | 89.8095 | 3.46 | 124.585 | 414.4286 | 33.1033 | 223.0908 | 344.9252 | 93.8052
[48 empty] | 2056 | 102.9684 | 44.1437 | 106.17 | 89.8095 | 3.46 | 124.585 | 414.4286 | 33.1033 | 223.0908 | 344.9252 | 93.8052
[48 empty] | 2057 | 102.9684 | 44.1437 | 106.17 | 89.8095 | 3.46 | 124.585 | 414.4286 | 33.1033 | 223.0908 | 344.9252 | 93.8052
[48 empty] | 2058 | 102.9684 | 44.1437 | 106.17 | 89.8095 | 3.46 | 124.585 | 414.4286 | 33.1033 | 223.0908 | 344.9252 | 93.8052
[48 empty] | 2059 | 102.9684 | 44.1437 | 106.17 | 89.8095 | 3.46 | 124.585 | 414.4286 | 33.1033 | 223.0908 | 344.9252 | 93.8052
[48 empty] | 2060 | 102.9684 | 44.1437 | 106.17 | 89.8095 | 3.46 | 124.585 | 414.4286 | 33.1033 | 223.0908 | 344.9252 | 93.8052
[48 empty] | 2061 | 102.9684 | 44.1437 | 106.17 | 89.8095 | 3.46 | 124.585 | 414.4286 | 33.1033 | 223.0908 | 344.9252 | 93.8052
[48 empty] | 2062 | 102.9684 | 44.1437 | 106.17 | 89.8095 | 3.46 | 124.585 | 414.4286 | 33.1033 | 223.0908 | 344.9252 | 93.8052
[48 empty] | 2063 | 102.9684 | 44.1437 | 106.17 | 89.8095 | 3.46 | 124.585 | 414.4286 | 33.1033 | 223.0908 | 344.9252 | 93.8052
[48 empty] | 2064 | 102.9684 | 44.1437 | 106.17 | 89.8095 | 3.46 | 124.585 | 414.4286 | 33.1033 | 223.0908 | 344.9252 | 93.8052
[48 empty] | 2065 | 102.6105 | 43.9562 | 105.77 | 89.5714 | 3.46 | 124.52 | 413.2857 | 33.018 | 223.3276 | 337.2551 | 95.7276
[48 empty] | 2066 | 102.6105 | 43.9562 | 105.77 | 89.5714 | 3.46 | 124.52 | 413.2857 | 33.018 | 223.3276 | 337.2551 | 95.7276
[48 empty] | 2067 | 102.6105 | 43.9562 | 105.77 | 89.5714 | 3.46 | 124.52 | 413.2857 | 33.018 | 223.3276 | 337.2551 | 95.7276
[48 empty] | 2068 | 102.6105 | 43.9562 | 105.77 | 89.5714 | 3.46 | 124.52 | 413.2857 | 33.018 | 223.3276 | 337.2551 | 95.7276
[48 empty] | 2069 | 102.6105 | 43.9562 | 105.77 | 89.5714 | 3.46 | 124.52 | 413.2857 | 33.018 | 223.3276 | 337.2551 | 95.7276
[48 empty] | 2070 | 102.6105 | 43.9562 | 105.77 | 89.5714 | 3.46 | 124.52 | 413.2857 | 33.018 | 223.3276 | 337.2551 | 95.7276
[48 empty] | 2071 | 102.6105 | 43.9562 | 105.77 | 89.5714 | 3.46 | 124.52 | 413.2857 | 33.018 | 223.3276 | 337.2551 | 95.7276
[48 empty] | 2072 | 102.6105 | 43.9562 | 105.77 | 89.5714 | 3.46 | 124.52 | 413.2857 | 33.018 | 223.3276 | 337.2551 | 95.7276
[48 empty] | 2073 | 102.6105 | 43.9562 | 105.77 | 89.5714 | 3.46 | 124.52 | 413.2857 | 33.018 | 223.3276 | 337.2551 | 95.7276
[48 empty] | 2074 | 102.6105 | 43.9562 | 105.77 | 89.5714 | 3.46 | 124.52 | 413.2857 | 33.018 | 223.3276 | 337.2551 | 95.7276
[48 empty] | 2075 | 102.6105 | 43.9562 | 105.77 | 89.5714 | 3.46 | 124.52 | 413.2857 | 33.018 | 223.3276 | 337.2551 | 95.7276
[48 empty] | 2076 | 102.6105 | 43.9562 | 105.77 | 89.5714 | 3.46 | 124.52 | 413.2857 | 33.018 | 223.3276 | 337.2551 | 95.7276
[48 empty] | 2077 | 102.6105 | 43.9562 | 105.77 | 89.5714 | 3.46 | 124.52 | 413.2857 | 33.018 | 223.3276 | 337.2551 | 95.7276
[48 empty] | 2078 | 102.6105 | 43.9562 | 105.77 | 89.5714 | 3.46 | 124.52 | 413.2857 | 33.018 | 223.3276 | 337.2551 | 95.7276
[48 empty] | 2079 | 102.6105 | 43.9562 | 105.77 | 89.5714 | 3.46 | 124.52 | 413.2857 | 33.018 | 223.3276 | 337.2551 | 95.7276
[48 empty] | 2080 | 102.6105 | 43.9562 | 105.77 | 89.5714 | 3.46 | 124.52 | 413.2857 | 33.018 | 223.3276 | 337.2551 | 95.7276
[48 empty] | 2081 | 102.6105 | 43.9562 | 105.77 | 89.5714 | 3.46 | 124.52 | 413.2857 | 33.018 | 223.3276 | 337.2551 | 95.7276
[48 empty] | 2082 | 102.6105 | 43.9562 | 105.77 | 89.5714 | 3.46 | 124.52 | 413.2857 | 33.018 | 223.3276 | 337.2551 | 95.7276
[48 empty] | 2083 | 102.6105 | 43.9562 | 105.77 | 89.5714 | 3.46 | 124.52 | 413.2857 | 33.018 | 223.3276 | 337.2551 | 95.7276
[48 empty] | 2084 | 102.6105 | 43.9562 | 105.77 | 89.5714 | 3.46 | 124.52 | 413.2857 | 33.018 | 223.3276 | 337.2551 | 95.7276
[48 empty] | 2085 | 102.6105 | 43.9562 | 105.77 | 89.5714 | 3.46 | 124.52 | 413.2857 | 33.018 | 223.3276 | 337.2551 | 95.7276
[48 empty] | 2086 | 102.6105 | 43.9562 | 105.77 | 89.5714 | 3.46 | 124.52 | 413.2857 | 33.018 | 223.3276 | 337.2551 | 95.7276
[48 empty] | 2087 | 102.6105 | 43.9562 | 105.77 | 89.5714 | 3.46 | 124.52 | 413.2857 | 33.018 | 223.3276 | 337.2551 | 95.7276
[48 empty] | 2088 | 102.6105 | 43.9562 | 105.77 | 89.5714 | 3.46 | 124.52 | 413.2857 | 33.018 | 223.3276 | 337.2551 | 95.7276
[48 empty] | 2089 | 102.2842 | 43.7437 | 105.3 | 89.2952 | 3.4738 | 124.215 | 411.6667 | 32.9527 | 230.49 | 321.6312 | 97.4903
[48 empty] | 2090 | 102.2842 | 43.7437 | 105.3 | 89.2952 | 3.4738 | 124.215 | 411.6667 | 32.9527 | 230.49 | 321.6312 | 97.4903
[48 empty] | 2091 | 102.2842 | 43.7437 | 105.3 | 89.2952 | 3.4738 | 124.215 | 411.6667 | 32.9527 | 230.49 | 321.6312 | 97.4903
[48 empty] | 2092 | 102.2842 | 43.7437 | 105.3 | 89.2952 | 3.4738 | 124.215 | 411.6667 | 32.9527 | 230.49 | 321.6312 | 97.4903
[48 empty] | 2093 | 102.2842 | 43.7437 | 105.3 | 89.2952 | 3.4738 | 124.215 | 411.6667 | 32.9527 | 230.49 | 321.6312 | 97.4903
[48 empty] | 2094 | 102.2842 | 43.7437 | 105.3 | 89.2952 | 3.4738 | 124.215 | 411.6667 | 32.9527 | 230.49 | 321.6312 | 97.4903
[48 empty] | 2095 | 102.2842 | 43.7437 | 105.3 | 89.2952 | 3.4738 | 124.215 | 411.6667 | 32.9527 | 230.49 | 321.6312 | 97.4903
[48 empty] | 2096 | 102.2842 | 43.7437 | 105.3 | 89.2952 | 3.4738 | 124.215 | 411.6667 | 32.9527 | 230.49 | 321.6312 | 97.4903
[48 empty] | 2097 | 102.2842 | 43.7437 | 105.3 | 89.2952 | 3.4738 | 124.215 | 411.6667 | 32.9527 | 230.49 | 321.6312 | 97.4903
[48 empty] | 2098 | 102.2842 | 43.7437 | 105.3 | 89.2952 | 3.4738 | 124.215 | 411.6667 | 32.9527 | 230.49 | 321.6312 | 97.4903
[48 empty] | 2099 | 102.2842 | 43.7437 | 105.3 | 89.2952 | 3.4738 | 124.215 | 411.6667 | 32.9527 | 230.49 | 321.6312 | 97.4903
[48 empty] | 2100 | 102.2842 | 43.7437 | 105.3 | 89.2952 | 3.4738 | 124.215 | 411.6667 | 32.9527 | 230.49 | 321.6312 | 97.4903
[48 empty] | 2101 | 102.2842 | 43.7437 | 105.3 | 89.2952 | 3.4738 | 124.215 | 411.6667 | 32.9527 | 230.49 | 321.6312 | 97.4903
[48 empty] | 2102 | 102.2842 | 43.7437 | 105.3 | 89.2952 | 3.4738 | 124.215 | 411.6667 | 32.9527 | 230.49 | 321.6312 | 97.4903
[48 empty] | 2103 | 102.2842 | 43.7437 | 105.3 | 89.2952 | 3.4738 | 124.215 | 411.6667 | 32.9527 | 230.49 | 321.6312 | 97.4903
[48 empty] | 2104 | 102.2842 | 43.7437 | 105.3 | 89.2952 | 3.4738 | 124.215 | 411.6667 | 32.9527 | 230.49 | 321.6312 | 97.4903
[48 empty] | 2105 | 102.2842 | 43.7437 | 105.3 | 89.2952 | 3.4738 | 124.215 | 411.6667 | 32.9527 | 230.49 | 321.6312 | 97.4903
[48 empty] | 2106 | 102.2842 | 43.7437 | 105.3 | 89.2952 | 3.4738 | 124.215 | 411.6667 | 32.9527 | 230.49 | 321.6312 | 97.4903
[48 empty] | 2107 | 102.2842 | 43.7437 | 105.3 | 89.2952 | 3.4738 | 124.215 | 411.6667 | 32.9527 | 230.49 | 321.6312 | 97.4903
[48 empty] | 2108 | 102.2842 | 43.7437 | 105.3 | 89.2952 | 3.4738 | 124.215 | 411.6667 | 32.9527 | 230.49 | 321.6312 | 97.4903
[48 empty] | 2109 | 102.2842 | 43.7437 | 105.3 | 89.2952 | 3.4738 | 124.215 | 411.6667 | 32.9527 | 230.49 | 321.6312 | 97.4903
[48 empty] | 2110 | 102.2842 | 43.7437 | 105.3 | 89.2952 | 3.4738 | 124.215 | 411.6667 | 32.9527 | 230.49 | 321.6312 | 97.4903
[48 empty] | 2111 | 102.2842 | 43.7437 | 105.3 | 89.2952 | 3.4738 | 124.215 | 411.6667 | 32.9527 | 230.49 | 321.6312 | 97.4903
[48 empty] | 2112 | 102.2842 | 43.7437 | 105.3 | 89.2952 | 3.4738 | 124.215 | 411.6667 | 32.9527 | 230.49 | 321.6312 | 97.4903
[48 empty] | 2113 | 102.1263 | 43.5688 | 104.95 | 89.0524 | 3.4838 | 124.36 | 411.0952 | 32.839 | 229.8019 | 315.2921 | 100.0176
[48 empty] | 2114 | 102.1263 | 43.5688 | 104.95 | 89.0524 | 3.4838 | 124.36 | 411.0952 | 32.839 | 229.8019 | 315.2921 | 100.0176
[48 empty] | 2115 | 102.1263 | 43.5688 | 104.95 | 89.0524 | 3.4838 | 124.36 | 411.0952 | 32.839 | 229.8019 | 315.2921 | 100.0176
[48 empty] | 2116 | 102.1263 | 43.5688 | 104.95 | 89.0524 | 3.4838 | 124.36 | 411.0952 | 32.839 | 229.8019 | 315.2921 | 100.0176
[48 empty] | 2117 | 102.1263 | 43.5688 | 104.95 | 89.0524 | 3.4838 | 124.36 | 411.0952 | 32.839 | 229.8019 | 315.2921 | 100.0176
[48 empty] | 2118 | 102.1263 | 43.5688 | 104.95 | 89.0524 | 3.4838 | 124.36 | 411.0952 | 32.839 | 229.8019 | 315.2921 | 100.0176
[48 empty] | 2119 | 102.1263 | 43.5688 | 104.95 | 89.0524 | 3.4838 | 124.36 | 411.0952 | 32.839 | 229.8019 | 315.2921 | 100.0176
[48 empty] | 2120 | 102.1263 | 43.5688 | 104.95 | 89.0524 | 3.4838 | 124.36 | 411.0952 | 32.839 | 229.8019 | 315.2921 | 100.0176
[48 empty] | 2121 | 102.1263 | 43.5688 | 104.95 | 89.0524 | 3.4838 | 124.36 | 411.0952 | 32.839 | 229.8019 | 315.2921 | 100.0176
[48 empty] | 2122 | 102.1263 | 43.5688 | 104.95 | 89.0524 | 3.4838 | 124.36 | 411.0952 | 32.839 | 229.8019 | 315.2921 | 100.0176
[48 empty] | 2123 | 102.1263 | 43.5688 | 104.95 | 89.0524 | 3.4838 | 124.36 | 411.0952 | 32.839 | 229.8019 | 315.2921 | 100.0176
[48 empty] | 2124 | 102.1263 | 43.5688 | 104.95 | 89.0524 | 3.4838 | 124.36 | 411.0952 | 32.839 | 229.8019 | 315.2921 | 100.0176
[48 empty] | 2125 | 102.1263 | 43.5688 | 104.95 | 89.0524 | 3.4838 | 124.36 | 411.0952 | 32.839 | 229.8019 | 315.2921 | 100.0176
[48 empty] | 2126 | 102.1263 | 43.5688 | 104.95 | 89.0524 | 3.4838 | 124.36 | 411.0952 | 32.839 | 229.8019 | 315.2921 | 100.0176
[48 empty] | 2127 | 102.1263 | 43.5688 | 104.95 | 89.0524 | 3.4838 | 124.36 | 411.0952 | 32.839 | 229.8019 | 315.2921 | 100.0176
[48 empty] | 2128 | 102.1263 | 43.5688 | 104.95 | 89.0524 | 3.4838 | 124.36 | 411.0952 | 32.839 | 229.8019 | 315.2921 | 100.0176
[48 empty] | 2129 | 102.1263 | 43.5688 | 104.95 | 89.0524 | 3.4838 | 124.36 | 411.0952 | 32.839 | 229.8019 | 315.2921 | 100.0176
[48 empty] | 2130 | 102.1263 | 43.5688 | 104.95 | 89.0524 | 3.4838 | 124.36 | 411.0952 | 32.839 | 229.8019 | 315.2921 | 100.0176
[48 empty] | 2131 | 102.1263 | 43.5688 | 104.95 | 89.0524 | 3.4838 | 124.36 | 411.0952 | 32.839 | 229.8019 | 315.2921 | 100.0176
[48 empty] | 2132 | 102.1263 | 43.5688 | 104.95 | 89.0524 | 3.4838 | 124.36 | 411.0952 | 32.839 | 229.8019 | 315.2921 | 100.0176
[48 empty] | 2133 | 102.1263 | 43.5688 | 104.95 | 89.0524 | 3.4838 | 124.36 | 411.0952 | 32.839 | 229.8019 | 315.2921 | 100.0176
[48 empty] | 2134 | 102.1263 | 43.5688 | 104.95 | 89.0524 | 3.4838 | 124.36 | 411.0952 | 32.839 | 229.8019 | 315.2921 | 100.0176
[48 empty] | 2135 | 102.1263 | 43.5688 | 104.95 | 89.0524 | 3.4838 | 124.36 | 411.0952 | 32.839 | 229.8019 | 315.2921 | 100.0176
[48 empty] | 2136 | 102.1263 | 43.5688 | 104.95 | 89.0524 | 3.4838 | 124.36 | 411.0952 | 32.839 | 229.8019 | 315.2921 | 100.0176
[48 empty] | 2137 | 102.1053 | 43.4188 | 104.535 | 88.919 | 3.4838 | 124.06 | 410.8095 | 32.7847 | 228.7258 | 328.2048 | 105.9502
[48 empty] | 2138 | 102.1053 | 43.4188 | 104.535 | 88.919 | 3.4838 | 124.06 | 410.8095 | 32.7847 | 228.7258 | 328.2048 | 105.9502
[48 empty] | 2139 | 102.1053 | 43.4188 | 104.535 | 88.919 | 3.4838 | 124.06 | 410.8095 | 32.7847 | 228.7258 | 328.2048 | 105.9502
[48 empty] | 2140 | 102.1053 | 43.4188 | 104.535 | 88.919 | 3.4838 | 124.06 | 410.8095 | 32.7847 | 228.7258 | 328.2048 | 105.9502
[48 empty] | 2141 | 102.1053 | 43.4188 | 104.535 | 88.919 | 3.4838 | 124.06 | 410.8095 | 32.7847 | 228.7258 | 328.2048 | 105.9502
[48 empty] | 2142 | 102.1053 | 43.4188 | 104.535 | 88.919 | 3.4838 | 124.06 | 410.8095 | 32.7847 | 228.7258 | 328.2048 | 105.9502
[48 empty] | 2143 | 102.1053 | 43.4188 | 104.535 | 88.919 | 3.4838 | 124.06 | 410.8095 | 32.7847 | 228.7258 | 328.2048 | 105.9502
[48 empty] | 2144 | 102.1053 | 43.4188 | 104.535 | 88.919 | 3.4838 | 124.06 | 410.8095 | 32.7847 | 228.7258 | 328.2048 | 105.9502
[48 empty] | 2145 | 102.1053 | 43.4188 | 104.535 | 88.919 | 3.4838 | 124.06 | 410.8095 | 32.7847 | 228.7258 | 328.2048 | 105.9502
[48 empty] | 2146 | 102.1053 | 43.4188 | 104.535 | 88.919 | 3.4838 | 124.06 | 410.8095 | 32.7847 | 228.7258 | 328.2048 | 105.9502
[48 empty] | 2147 | 102.1053 | 43.4188 | 104.535 | 88.919 | 3.4838 | 124.06 | 410.8095 | 32.7847 | 228.7258 | 328.2048 | 105.9502
[48 empty] | 2148 | 102.1053 | 43.4188 | 104.535 | 88.919 | 3.4838 | 124.06 | 410.8095 | 32.7847 | 228.7258 | 328.2048 | 105.9502
[48 empty] | 2149 | 102.1053 | 43.4188 | 104.535 | 88.919 | 3.4838 | 124.06 | 410.8095 | 32.7847 | 228.7258 | 328.2048 | 105.9502
[48 empty] | 2150 | 102.1053 | 43.4188 | 104.535 | 88.919 | 3.4838 | 124.06 | 410.8095 | 32.7847 | 228.7258 | 328.2048 | 105.9502
[48 empty] | 2151 | 102.1053 | 43.4188 | 104.535 | 88.919 | 3.4838 | 124.06 | 410.8095 | 32.7847 | 228.7258 | 328.2048 | 105.9502
[48 empty] | 2152 | 102.1053 | 43.4188 | 104.535 | 88.919 | 3.4838 | 124.06 | 410.8095 | 32.7847 | 228.7258 | 328.2048 | 105.9502
[48 empty] | 2153 | 102.1053 | 43.4188 | 104.535 | 88.919 | 3.4838 | 124.06 | 410.8095 | 32.7847 | 228.7258 | 328.2048 | 105.9502
[48 empty] | 2154 | 102.1053 | 43.4188 | 104.535 | 88.919 | 3.4838 | 124.06 | 410.8095 | 32.7847 | 228.7258 | 328.2048 | 105.9502
[48 empty] | 2155 | 102.1053 | 43.4188 | 104.535 | 88.919 | 3.4838 | 124.06 | 410.8095 | 32.7847 | 228.7258 | 328.2048 | 105.9502
[48 empty] | 2156 | 102.1053 | 43.4188 | 104.535 | 88.919 | 3.4838 | 124.06 | 410.8095 | 32.7847 | 228.7258 | 328.2048 | 105.9502
[48 empty] | 2157 | 102.1053 | 43.4188 | 104.535 | 88.919 | 3.4838 | 124.06 | 410.8095 | 32.7847 | 228.7258 | 328.2048 | 105.9502
[48 empty] | 2158 | 102.1053 | 43.4188 | 104.535 | 88.919 | 3.4838 | 124.06 | 410.8095 | 32.7847 | 228.7258 | 328.2048 | 105.9502
[48 empty] | 2159 | 102.1053 | 43.4188 | 104.535 | 88.919 | 3.4838 | 124.06 | 410.8095 | 32.7847 | 228.7258 | 328.2048 | 105.9502
[48 empty] | 2160 | 102.1053 | 43.4188 | 104.535 | 88.919 | 3.4838 | 124.06 | 410.8095 | 32.7847 | 228.7258 | 328.2048 | 105.9502
[48 empty] | 2161 | 102.1526 | 43.325 | 104.2 | 88.7095 | 3.4877 | 124.175 | 411.4286 | 32.682 | 233.8421 | 337.4422 | 109.9678
[48 empty] | 2162 | 102.1526 | 43.325 | 104.2 | 88.7095 | 3.4877 | 124.175 | 411.4286 | 32.682 | 233.8421 | 337.4422 | 109.9678
[48 empty] | 2163 | 102.1526 | 43.325 | 104.2 | 88.7095 | 3.4877 | 124.175 | 411.4286 | 32.682 | 233.8421 | 337.4422 | 109.9678
[48 empty] | 2164 | 102.1526 | 43.325 | 104.2 | 88.7095 | 3.4877 | 124.175 | 411.4286 | 32.682 | 233.8421 | 337.4422 | 109.9678
[48 empty] | 2165 | 102.1526 | 43.325 | 104.2 | 88.7095 | 3.4877 | 124.175 | 411.4286 | 32.682 | 233.8421 | 337.4422 | 109.9678
[48 empty] | 2166 | 102.1526 | 43.325 | 104.2 | 88.7095 | 3.4877 | 124.175 | 411.4286 | 32.682 | 233.8421 | 337.4422 | 109.9678
[48 empty] | 2167 | 102.1526 | 43.325 | 104.2 | 88.7095 | 3.4877 | 124.175 | 411.4286 | 32.682 | 233.8421 | 337.4422 | 109.9678
[48 empty] | 2168 | 102.1526 | 43.325 | 104.2 | 88.7095 | 3.4877 | 124.175 | 411.4286 | 32.682 | 233.8421 | 337.4422 | 109.9678
[48 empty] | 2169 | 102.1526 | 43.325 | 104.2 | 88.7095 | 3.4877 | 124.175 | 411.4286 | 32.682 | 233.8421 | 337.4422 | 109.9678
[48 empty] | 2170 | 102.1526 | 43.325 | 104.2 | 88.7095 | 3.4877 | 124.175 | 411.4286 | 32.682 | 233.8421 | 337.4422 | 109.9678
[48 empty] | 2171 | 102.1526 | 43.325 | 104.2 | 88.7095 | 3.4877 | 124.175 | 411.4286 | 32.682 | 233.8421 | 337.4422 | 109.9678
[48 empty] | 2172 | 102.1526 | 43.325 | 104.2 | 88.7095 | 3.4877 | 124.175 | 411.4286 | 32.682 | 233.8421 | 337.4422 | 109.9678
[48 empty] | 2173 | 102.1526 | 43.325 | 104.2 | 88.7095 | 3.4877 | 124.175 | 411.4286 | 32.682 | 233.8421 | 337.4422 | 109.9678
[48 empty] | 2174 | 102.1526 | 43.325 | 104.2 | 88.7095 | 3.4877 | 124.175 | 411.4286 | 32.682 | 233.8421 | 337.4422 | 109.9678
[48 empty] | 2175 | 102.1526 | 43.325 | 104.2 | 88.7095 | 3.4877 | 124.175 | 411.4286 | 32.682 | 233.8421 | 337.4422 | 109.9678
[48 empty] | 2176 | 102.1526 | 43.325 | 104.2 | 88.7095 | 3.4877 | 124.175 | 411.4286 | 32.682 | 233.8421 | 337.4422 | 109.9678
[48 empty] | 2177 | 102.1526 | 43.325 | 104.2 | 88.7095 | 3.4877 | 124.175 | 411.4286 | 32.682 | 233.8421 | 337.4422 | 109.9678
[48 empty] | 2178 | 102.1526 | 43.325 | 104.2 | 88.7095 | 3.4877 | 124.175 | 411.4286 | 32.682 | 233.8421 | 337.4422 | 109.9678
[48 empty] | 2179 | 102.1526 | 43.325 | 104.2 | 88.7095 | 3.4877 | 124.175 | 411.4286 | 32.682 | 233.8421 | 337.4422 | 109.9678
[48 empty] | 2180 | 102.1526 | 43.325 | 104.2 | 88.7095 | 3.4877 | 124.175 | 411.4286 | 32.682 | 233.8421 | 337.4422 | 109.9678
[48 empty] | 2181 | 102.1526 | 43.325 | 104.2 | 88.7095 | 3.4877 | 124.175 | 411.4286 | 32.682 | 233.8421 | 337.4422 | 109.9678
[48 empty] | 2182 | 102.1526 | 43.325 | 104.2 | 88.7095 | 3.4877 | 124.175 | 411.4286 | 32.682 | 233.8421 | 337.4422 | 109.9678
[48 empty] | 2183 | 102.1526 | 43.325 | 104.2 | 88.7095 | 3.4877 | 124.175 | 411.4286 | 32.682 | 233.8421 | 337.4422 | 109.9678
[48 empty] | 2184 | 102.1526 | 43.325 | 104.2 | 88.7095 | 3.4877 | 124.175 | 411.4286 | 32.682 | 233.8421 | 337.4422 | 109.9678
[48 empty] | 2185 | 102.1579 | 43.1688 | 103.99 | 88.5095 | 3.4869 | 124.83 | 411.2857 | 32.6157 | 233.4707 | 344.0965 | 111.2804
[48 empty] | 2186 | 102.1579 | 43.1688 | 103.99 | 88.5095 | 3.4869 | 124.83 | 411.2857 | 32.6157 | 233.4707 | 344.0965 | 111.2804
[48 empty] | 2187 | 102.1579 | 43.1688 | 103.99 | 88.5095 | 3.4869 | 124.83 | 411.2857 | 32.6157 | 233.4707 | 344.0965 | 111.2804
[48 empty] | 2188 | 102.1579 | 43.1688 | 103.99 | 88.5095 | 3.4869 | 124.83 | 411.2857 | 32.6157 | 233.4707 | 344.0965 | 111.2804
[48 empty] | 2189 | 102.1579 | 43.1688 | 103.99 | 88.5095 | 3.4869 | 124.83 | 411.2857 | 32.6157 | 233.4707 | 344.0965 | 111.2804
[48 empty] | 2190 | 102.1579 | 43.1688 | 103.99 | 88.5095 | 3.4869 | 124.83 | 411.2857 | 32.6157 | 233.4707 | 344.0965 | 111.2804
[48 empty] | 2191 | 102.1579 | 43.1688 | 103.99 | 88.5095 | 3.4869 | 124.83 | 411.2857 | 32.6157 | 233.4707 | 344.0965 | 111.2804
[48 empty] | 2192 | 102.1579 | 43.1688 | 103.99 | 88.5095 | 3.4869 | 124.83 | 411.2857 | 32.6157 | 233.4707 | 344.0965 | 111.2804
[48 empty] | 2193 | 102.1579 | 43.1688 | 103.99 | 88.5095 | 3.4869 | 124.83 | 411.2857 | 32.6157 | 233.4707 | 344.0965 | 111.2804
[48 empty] | 2194 | 102.1579 | 43.1688 | 103.99 | 88.5095 | 3.4869 | 124.83 | 411.2857 | 32.6157 | 233.4707 | 344.0965 | 111.2804
[48 empty] | 2195 | 102.1579 | 43.1688 | 103.99 | 88.5095 | 3.4869 | 124.83 | 411.2857 | 32.6157 | 233.4707 | 344.0965 | 111.2804
[48 empty] | 2196 | 102.1579 | 43.1688 | 103.99 | 88.5095 | 3.4869 | 124.83 | 411.2857 | 32.6157 | 233.4707 | 344.0965 | 111.2804
[48 empty] | 2197 | 102.1579 | 43.1688 | 103.99 | 88.5095 | 3.4869 | 124.83 | 411.2857 | 32.6157 | 233.4707 | 344.0965 | 111.2804
[48 empty] | 2198 | 102.1579 | 43.1688 | 103.99 | 88.5095 | 3.4869 | 124.83 | 411.2857 | 32.6157 | 233.4707 | 344.0965 | 111.2804
[48 empty] | 2199 | 102.1579 | 43.1688 | 103.99 | 88.5095 | 3.4869 | 124.83 | 411.2857 | 32.6157 | 233.4707 | 344.0965 | 111.2804
[48 empty] | 2200 | 102.1579 | 43.1688 | 103.99 | 88.5095 | 3.4869 | 124.83 | 411.2857 | 32.6157 | 233.4707 | 344.0965 | 111.2804
[48 empty] | 2201 | 102.1579 | 43.1688 | 103.99 | 88.5095 | 3.4869 | 124.83 | 411.2857 | 32.6157 | 233.4707 | 344.0965 | 111.2804
[48 empty] | 2202 | 102.1579 | 43.1688 | 103.99 | 88.5095 | 3.4869 | 124.83 | 411.2857 | 32.6157 | 233.4707 | 344.0965 | 111.2804
[48 empty] | 2203 | 102.1579 | 43.1688 | 103.99 | 88.5095 | 3.4869 | 124.83 | 411.2857 | 32.6157 | 233.4707 | 344.0965 | 111.2804
[48 empty] | 2204 | 102.1579 | 43.1688 | 103.99 | 88.5095 | 3.4869 | 124.83 | 411.2857 | 32.6157 | 233.4707 | 344.0965 | 111.2804
[48 empty] | 2205 | 102.1579 | 43.1688 | 103.99 | 88.5095 | 3.4869 | 124.83 | 411.2857 | 32.6157 | 233.4707 | 344.0965 | 111.2804
[48 empty] | 2206 | 102.1579 | 43.1688 | 103.99 | 88.5095 | 3.4869 | 124.83 | 411.2857 | 32.6157 | 233.4707 | 344.0965 | 111.2804
[48 empty] | 2207 | 102.1579 | 43.1688 | 103.99 | 88.5095 | 3.4869 | 124.83 | 411.2857 | 32.6157 | 233.4707 | 344.0965 | 111.2804
[48 empty] | 2208 | 102.1579 | 43.1688 | 103.99 | 88.5095 | 3.4869 | 124.83 | 411.2857 | 32.6157 | 233.4707 | 344.0965 | 111.2804
[48 empty] | 2209 | 102.2579 | 43.025 | 103.65 | 88.3476 | 3.4692 | 125.45 | 411.5714 | 32.545 | 234.5349 | 357.5759 | 113.5169
[48 empty] | 2210 | 102.2579 | 43.025 | 103.65 | 88.3476 | 3.4692 | 125.45 | 411.5714 | 32.545 | 234.5349 | 357.5759 | 113.5169
[48 empty] | 2211 | 102.2579 | 43.025 | 103.65 | 88.3476 | 3.4692 | 125.45 | 411.5714 | 32.545 | 234.5349 | 357.5759 | 113.5169
[48 empty] | 2212 | 102.2579 | 43.025 | 103.65 | 88.3476 | 3.4692 | 125.45 | 411.5714 | 32.545 | 234.5349 | 357.5759 | 113.5169
[48 empty] | 2213 | 102.2579 | 43.025 | 103.65 | 88.3476 | 3.4692 | 125.45 | 411.5714 | 32.545 | 234.5349 | 357.5759 | 113.5169
[48 empty] | 2214 | 102.2579 | 43.025 | 103.65 | 88.3476 | 3.4692 | 125.45 | 411.5714 | 32.545 | 234.5349 | 357.5759 | 113.5169
[48 empty] | 2215 | 102.2579 | 43.025 | 103.65 | 88.3476 | 3.4692 | 125.45 | 411.5714 | 32.545 | 234.5349 | 357.5759 | 113.5169
[48 empty] | 2216 | 102.2579 | 43.025 | 103.65 | 88.3476 | 3.4692 | 125.45 | 411.5714 | 32.545 | 234.5349 | 357.5759 | 113.5169
[48 empty] | 2217 | 102.2579 | 43.025 | 103.65 | 88.3476 | 3.4692 | 125.45 | 411.5714 | 32.545 | 234.5349 | 357.5759 | 113.5169
[48 empty] | 2218 | 102.2579 | 43.025 | 103.65 | 88.3476 | 3.4692 | 125.45 | 411.5714 | 32.545 | 234.5349 | 357.5759 | 113.5169
[48 empty] | 2219 | 102.2579 | 43.025 | 103.65 | 88.3476 | 3.4692 | 125.45 | 411.5714 | 32.545 | 234.5349 | 357.5759 | 113.5169
[48 empty] | 2220 | 102.2579 | 43.025 | 103.65 | 88.3476 | 3.4692 | 125.45 | 411.5714 | 32.545 | 234.5349 | 357.5759 | 113.5169
[48 empty] | 2221 | 102.2579 | 43.025 | 103.65 | 88.3476 | 3.4692 | 125.45 | 411.5714 | 32.545 | 234.5349 | 357.5759 | 113.5169
[48 empty] | 2222 | 102.2579 | 43.025 | 103.65 | 88.3476 | 3.4692 | 125.45 | 411.5714 | 32.545 | 234.5349 | 357.5759 | 113.5169
[48 empty] | 2223 | 102.2579 | 43.025 | 103.65 | 88.3476 | 3.4692 | 125.45 | 411.5714 | 32.545 | 234.5349 | 357.5759 | 113.5169
[48 empty] | 2224 | 102.2579 | 43.025 | 103.65 | 88.3476 | 3.4692 | 125.45 | 411.5714 | 32.545 | 234.5349 | 357.5759 | 113.5169
[48 empty] | 2225 | 102.2579 | 43.025 | 103.65 | 88.3476 | 3.4692 | 125.45 | 411.5714 | 32.545 | 234.5349 | 357.5759 | 113.5169
[48 empty] | 2226 | 102.2579 | 43.025 | 103.65 | 88.3476 | 3.4692 | 125.45 | 411.5714 | 32.545 | 234.5349 | 357.5759 | 113.5169
[48 empty] | 2227 | 102.2579 | 43.025 | 103.65 | 88.3476 | 3.4692 | 125.45 | 411.5714 | 32.545 | 234.5349 | 357.5759 | 113.5169
[48 empty] | 2228 | 102.2579 | 43.025 | 103.65 | 88.3476 | 3.4692 | 125.45 | 411.5714 | 32.545 | 234.5349 | 357.5759 | 113.5169
[48 empty] | 2229 | 102.2579 | 43.025 | 103.65 | 88.3476 | 3.4692 | 125.45 | 411.5714 | 32.545 | 234.5349 | 357.5759 | 113.5169
[48 empty] | 2230 | 102.2579 | 43.025 | 103.65 | 88.3476 | 3.4692 | 125.45 | 411.5714 | 32.545 | 234.5349 | 357.5759 | 113.5169
[48 empty] | 2231 | 102.2579 | 43.025 | 103.65 | 88.3476 | 3.4692 | 125.45 | 411.5714 | 32.545 | 234.5349 | 357.5759 | 113.5169
[48 empty] | 2232 | 102.2579 | 43.025 | 103.65 | 88.3476 | 3.4692 | 125.45 | 411.5714 | 32.545 | 234.5349 | 357.5759 | 113.5169
[48 empty] | 2233 | 102.4421 | 42.9562 | 103.295 | 88.1095 | 3.47 | 126.155 | 411.1429 | 32.461 | 237.9783 | 369.2847 | 116.4996
[48 empty] | 2234 | 102.4421 | 42.9562 | 103.295 | 88.1095 | 3.47 | 126.155 | 411.1429 | 32.461 | 237.9783 | 369.2847 | 116.4996
[48 empty] | 2235 | 102.4421 | 42.9562 | 103.295 | 88.1095 | 3.47 | 126.155 | 411.1429 | 32.461 | 237.9783 | 369.2847 | 116.4996
[48 empty] | 2236 | 102.4421 | 42.9562 | 103.295 | 88.1095 | 3.47 | 126.155 | 411.1429 | 32.461 | 237.9783 | 369.2847 | 116.4996
[48 empty] | 2237 | 102.4421 | 42.9562 | 103.295 | 88.1095 | 3.47 | 126.155 | 411.1429 | 32.461 | 237.9783 | 369.2847 | 116.4996
[48 empty] | 2238 | 102.4421 | 42.9562 | 103.295 | 88.1095 | 3.47 | 126.155 | 411.1429 | 32.461 | 237.9783 | 369.2847 | 116.4996
[48 empty] | 2239 | 102.4421 | 42.9562 | 103.295 | 88.1095 | 3.47 | 126.155 | 411.1429 | 32.461 | 237.9783 | 369.2847 | 116.4996
[48 empty] | 2240 | 102.4421 | 42.9562 | 103.295 | 88.1095 | 3.47 | 126.155 | 411.1429 | 32.461 | 237.9783 | 369.2847 | 116.4996
[48 empty] | 2241 | 102.4421 | 42.9562 | 103.295 | 88.1095 | 3.47 | 126.155 | 411.1429 | 32.461 | 237.9783 | 369.2847 | 116.4996
[48 empty] | 2242 | 102.4421 | 42.9562 | 103.295 | 88.1095 | 3.47 | 126.155 | 411.1429 | 32.461 | 237.9783 | 369.2847 | 116.4996
[48 empty] | 2243 | 102.4421 | 42.9562 | 103.295 | 88.1095 | 3.47 | 126.155 | 411.1429 | 32.461 | 237.9783 | 369.2847 | 116.4996
[48 empty] | 2244 | 102.4421 | 42.9562 | 103.295 | 88.1095 | 3.47 | 126.155 | 411.1429 | 32.461 | 237.9783 | 369.2847 | 116.4996
[48 empty] | 2245 | 102.4421 | 42.9562 | 103.295 | 88.1095 | 3.47 | 126.155 | 411.1429 | 32.461 | 237.9783 | 369.2847 | 116.4996
[48 empty] | 2246 | 102.4421 | 42.9562 | 103.295 | 88.1095 | 3.47 | 126.155 | 411.1429 | 32.461 | 237.9783 | 369.2847 | 116.4996
[48 empty] | 2247 | 102.4421 | 42.9562 | 103.295 | 88.1095 | 3.47 | 126.155 | 411.1429 | 32.461 | 237.9783 | 369.2847 | 116.4996
[48 empty] | 2248 | 102.4421 | 42.9562 | 103.295 | 88.1095 | 3.47 | 126.155 | 411.1429 | 32.461 | 237.9783 | 369.2847 | 116.4996
[48 empty] | 2249 | 102.4421 | 42.9562 | 103.295 | 88.1095 | 3.47 | 126.155 | 411.1429 | 32.461 | 237.9783 | 369.2847 | 116.4996
[48 empty] | 2250 | 102.4421 | 42.9562 | 103.295 | 88.1095 | 3.47 | 126.155 | 411.1429 | 32.461 | 237.9783 | 369.2847 | 116.4996
[48 empty] | 2251 | 102.4421 | 42.9562 | 103.295 | 88.1095 | 3.47 | 126.155 | 411.1429 | 32.461 | 237.9783 | 369.2847 | 116.4996
[48 empty] | 2252 | 102.4421 | 42.9562 | 103.295 | 88.1095 | 3.47 | 126.155 | 411.1429 | 32.461 | 237.9783 | 369.2847 | 116.4996
[48 empty] | 2253 | 102.4421 | 42.9562 | 103.295 | 88.1095 | 3.47 | 126.155 | 411.1429 | 32.461 | 237.9783 | 369.2847 | 116.4996
[48 empty] | 2254 | 102.4421 | 42.9562 | 103.295 | 88.1095 | 3.47 | 126.155 | 411.1429 | 32.461 | 237.9783 | 369.2847 | 116.4996
[48 empty] | 2255 | 102.4421 | 42.9562 | 103.295 | 88.1095 | 3.47 | 126.155 | 411.1429 | 32.461 | 237.9783 | 369.2847 | 116.4996
[48 empty] | 2256 | 102.4421 | 42.9562 | 103.295 | 88.1095 | 3.47 | 126.155 | 411.1429 | 32.461 | 237.9783 | 369.2847 | 116.4996
[48 empty] | 2257 | 102.8368 | 42.8188 | 103.175 | 87.9571 | 3.4623 | 126.925 | 411.0952 | 32.4593 | 239.7342 | 375.8861 | 117.7703
[48 empty] | 2258 | 102.8368 | 42.8188 | 103.175 | 87.9571 | 3.4623 | 126.925 | 411.0952 | 32.4593 | 239.7342 | 375.8861 | 117.7703
[48 empty] | 2259 | 102.8368 | 42.8188 | 103.175 | 87.9571 | 3.4623 | 126.925 | 411.0952 | 32.4593 | 239.7342 | 375.8861 | 117.7703
[48 empty] | 2260 | 102.8368 | 42.8188 | 103.175 | 87.9571 | 3.4623 | 126.925 | 411.0952 | 32.4593 | 239.7342 | 375.8861 | 117.7703
[48 empty] | 2261 | 102.8368 | 42.8188 | 103.175 | 87.9571 | 3.4623 | 126.925 | 411.0952 | 32.4593 | 239.7342 | 375.8861 | 117.7703
[48 empty] | 2262 | 102.8368 | 42.8188 | 103.175 | 87.9571 | 3.4623 | 126.925 | 411.0952 | 32.4593 | 239.7342 | 375.8861 | 117.7703
[48 empty] | 2263 | 102.8368 | 42.8188 | 103.175 | 87.9571 | 3.4623 | 126.925 | 411.0952 | 32.4593 | 239.7342 | 375.8861 | 117.7703
[48 empty] | 2264 | 102.8368 | 42.8188 | 103.175 | 87.9571 | 3.4623 | 126.925 | 411.0952 | 32.4593 | 239.7342 | 375.8861 | 117.7703
[48 empty] | 2265 | 102.8368 | 42.8188 | 103.175 | 87.9571 | 3.4623 | 126.925 | 411.0952 | 32.4593 | 239.7342 | 375.8861 | 117.7703
[48 empty] | 2266 | 102.8368 | 42.8188 | 103.175 | 87.9571 | 3.4623 | 126.925 | 411.0952 | 32.4593 | 239.7342 | 375.8861 | 117.7703
[48 empty] | 2267 | 102.8368 | 42.8188 | 103.175 | 87.9571 | 3.4623 | 126.925 | 411.0952 | 32.4593 | 239.7342 | 375.8861 | 117.7703
[48 empty] | 2268 | 102.8368 | 42.8188 | 103.175 | 87.9571 | 3.4623 | 126.925 | 411.0952 | 32.4593 | 239.7342 | 375.8861 | 117.7703
[48 empty] | 2269 | 102.8368 | 42.8188 | 103.175 | 87.9571 | 3.4623 | 126.925 | 411.0952 | 32.4593 | 239.7342 | 375.8861 | 117.7703
[48 empty] | 2270 | 102.8368 | 42.8188 | 103.175 | 87.9571 | 3.4623 | 126.925 | 411.0952 | 32.4593 | 239.7342 | 375.8861 | 117.7703
[48 empty] | 2271 | 102.8368 | 42.8188 | 103.175 | 87.9571 | 3.4623 | 126.925 | 411.0952 | 32.4593 | 239.7342 | 375.8861 | 117.7703
[48 empty] | 2272 | 102.8368 | 42.8188 | 103.175 | 87.9571 | 3.4623 | 126.925 | 411.0952 | 32.4593 | 239.7342 | 375.8861 | 117.7703
[48 empty] | 2273 | 102.8368 | 42.8188 | 103.175 | 87.9571 | 3.4623 | 126.925 | 411.0952 | 32.4593 | 239.7342 | 375.8861 | 117.7703
[48 empty] | 2274 | 102.8368 | 42.8188 | 103.175 | 87.9571 | 3.4623 | 126.925 | 411.0952 | 32.4593 | 239.7342 | 375.8861 | 117.7703
[48 empty] | 2275 | 102.8368 | 42.8188 | 103.175 | 87.9571 | 3.4623 | 126.925 | 411.0952 | 32.4593 | 239.7342 | 375.8861 | 117.7703
[48 empty] | 2276 | 102.8368 | 42.8188 | 103.175 | 87.9571 | 3.4623 | 126.925 | 411.0952 | 32.4593 | 239.7342 | 375.8861 | 117.7703
[48 empty] | 2277 | 102.8368 | 42.8188 | 103.175 | 87.9571 | 3.4623 | 126.925 | 411.0952 | 32.4593 | 239.7342 | 375.8861 | 117.7703
[48 empty] | 2278 | 102.8368 | 42.8188 | 103.175 | 87.9571 | 3.4623 | 126.925 | 411.0952 | 32.4593 | 239.7342 | 375.8861 | 117.7703
[48 empty] | 2279 | 102.8368 | 42.8188 | 103.175 | 87.9571 | 3.4623 | 126.925 | 411.0952 | 32.4593 | 239.7342 | 375.8861 | 117.7703
[48 empty] | 2280 | 102.8368 | 42.8188 | 103.175 | 87.9571 | 3.4623 | 126.925 | 411.0952 | 32.4593 | 239.7342 | 375.8861 | 117.7703
[48 empty] | 2281 | 103.3526 | 42.7188 | 102.785 | 87.8286 | 3.46 | 127.885 | 410.5238 | 32.4017 | 235.2687 | 396.4521 | 117.6347
[48 empty] | 2282 | 103.3526 | 42.7188 | 102.785 | 87.8286 | 3.46 | 127.885 | 410.5238 | 32.4017 | 235.2687 | 396.4521 | 117.6347
[48 empty] | 2283 | 103.3526 | 42.7188 | 102.785 | 87.8286 | 3.46 | 127.885 | 410.5238 | 32.4017 | 235.2687 | 396.4521 | 117.6347
[48 empty] | 2284 | 103.3526 | 42.7188 | 102.785 | 87.8286 | 3.46 | 127.885 | 410.5238 | 32.4017 | 235.2687 | 396.4521 | 117.6347
[48 empty] | 2285 | 103.3526 | 42.7188 | 102.785 | 87.8286 | 3.46 | 127.885 | 410.5238 | 32.4017 | 235.2687 | 396.4521 | 117.6347
[48 empty] | 2286 | 103.3526 | 42.7188 | 102.785 | 87.8286 | 3.46 | 127.885 | 410.5238 | 32.4017 | 235.2687 | 396.4521 | 117.6347
[48 empty] | 2287 | 103.3526 | 42.7188 | 102.785 | 87.8286 | 3.46 | 127.885 | 410.5238 | 32.4017 | 235.2687 | 396.4521 | 117.6347
[48 empty] | 2288 | 103.3526 | 42.7188 | 102.785 | 87.8286 | 3.46 | 127.885 | 410.5238 | 32.4017 | 235.2687 | 396.4521 | 117.6347
[48 empty] | 2289 | 103.3526 | 42.7188 | 102.785 | 87.8286 | 3.46 | 127.885 | 410.5238 | 32.4017 | 235.2687 | 396.4521 | 117.6347
[48 empty] | 2290 | 103.3526 | 42.7188 | 102.785 | 87.8286 | 3.46 | 127.885 | 410.5238 | 32.4017 | 235.2687 | 396.4521 | 117.6347
[48 empty] | 2291 | 103.3526 | 42.7188 | 102.785 | 87.8286 | 3.46 | 127.885 | 410.5238 | 32.4017 | 235.2687 | 396.4521 | 117.6347
[48 empty] | 2292 | 103.3526 | 42.7188 | 102.785 | 87.8286 | 3.46 | 127.885 | 410.5238 | 32.4017 | 235.2687 | 396.4521 | 117.6347
[48 empty] | 2293 | 103.3526 | 42.7188 | 102.785 | 87.8286 | 3.46 | 127.885 | 410.5238 | 32.4017 | 235.2687 | 396.4521 | 117.6347
[48 empty] | 2294 | 103.3526 | 42.7188 | 102.785 | 87.8286 | 3.46 | 127.885 | 410.5238 | 32.4017 | 235.2687 | 396.4521 | 117.6347
[48 empty] | 2295 | 103.3526 | 42.7188 | 102.785 | 87.8286 | 3.46 | 127.885 | 410.5238 | 32.4017 | 235.2687 | 396.4521 | 117.6347
[48 empty] | 2296 | 103.3526 | 42.7188 | 102.785 | 87.8286 | 3.46 | 127.885 | 410.5238 | 32.4017 | 235.2687 | 396.4521 | 117.6347
[48 empty] | 2297 | 103.3526 | 42.7188 | 102.785 | 87.8286 | 3.46 | 127.885 | 410.5238 | 32.4017 | 235.2687 | 396.4521 | 117.6347
[48 empty] | 2298 | 103.3526 | 42.7188 | 102.785 | 87.8286 | 3.46 | 127.885 | 410.5238 | 32.4017 | 235.2687 | 396.4521 | 117.6347
[48 empty] | 2299 | 103.3526 | 42.7188 | 102.785 | 87.8286 | 3.46 | 127.885 | 410.5238 | 32.4017 | 235.2687 | 396.4521 | 117.6347
[48 empty] | 2300 | 103.3526 | 42.7188 | 102.785 | 87.8286 | 3.46 | 127.885 | 410.5238 | 32.4017 | 235.2687 | 396.4521 | 117.6347
[48 empty] | 2301 | 103.3526 | 42.7188 | 102.785 | 87.8286 | 3.46 | 127.885 | 410.5238 | 32.4017 | 235.2687 | 396.4521 | 117.6347
[48 empty] | 2302 | 103.3526 | 42.7188 | 102.785 | 87.8286 | 3.46 | 127.885 | 410.5238 | 32.4017 | 235.2687 | 396.4521 | 117.6347
[48 empty] | 2303 | 103.3526 | 42.7188 | 102.785 | 87.8286 | 3.46 | 127.885 | 410.5238 | 32.4017 | 235.2687 | 396.4521 | 117.6347
[48 empty] | 2304 | 103.3526 | 42.7188 | 102.785 | 87.8286 | 3.46 | 127.885 | 410.5238 | 32.4017 | 235.2687 | 396.4521 | 117.6347
[48 empty] | 2305 | 103.6842 | 42.625 | 102.63 | 87.7143 | 3.4654 | 128.7 | 411.0476 | 32.386 | 236.1288 | 408.4408 | 117.3971
[48 empty] | 2306 | 103.6842 | 42.625 | 102.63 | 87.7143 | 3.4654 | 128.7 | 411.0476 | 32.386 | 236.1288 | 408.4408 | 117.3971
[48 empty] | 2307 | 103.6842 | 42.625 | 102.63 | 87.7143 | 3.4654 | 128.7 | 411.0476 | 32.386 | 236.1288 | 408.4408 | 117.3971
[48 empty] | 2308 | 103.6842 | 42.625 | 102.63 | 87.7143 | 3.4654 | 128.7 | 411.0476 | 32.386 | 236.1288 | 408.4408 | 117.3971
[48 empty] | 2309 | 103.6842 | 42.625 | 102.63 | 87.7143 | 3.4654 | 128.7 | 411.0476 | 32.386 | 236.1288 | 408.4408 | 117.3971
[48 empty] | 2310 | 103.6842 | 42.625 | 102.63 | 87.7143 | 3.4654 | 128.7 | 411.0476 | 32.386 | 236.1288 | 408.4408 | 117.3971
[48 empty] | 2311 | 103.6842 | 42.625 | 102.63 | 87.7143 | 3.4654 | 128.7 | 411.0476 | 32.386 | 236.1288 | 408.4408 | 117.3971
[48 empty] | 2312 | 103.6842 | 42.625 | 102.63 | 87.7143 | 3.4654 | 128.7 | 411.0476 | 32.386 | 236.1288 | 408.4408 | 117.3971
[48 empty] | 2313 | 103.6842 | 42.625 | 102.63 | 87.7143 | 3.4654 | 128.7 | 411.0476 | 32.386 | 236.1288 | 408.4408 | 117.3971
[48 empty] | 2314 | 103.6842 | 42.625 | 102.63 | 87.7143 | 3.4654 | 128.7 | 411.0476 | 32.386 | 236.1288 | 408.4408 | 117.3971
[48 empty] | 2315 | 103.6842 | 42.625 | 102.63 | 87.7143 | 3.4654 | 128.7 | 411.0476 | 32.386 | 236.1288 | 408.4408 | 117.3971
[48 empty] | 2316 | 103.6842 | 42.625 | 102.63 | 87.7143 | 3.4654 | 128.7 | 411.0476 | 32.386 | 236.1288 | 408.4408 | 117.3971
[48 empty] | 2317 | 103.6842 | 42.625 | 102.63 | 87.7143 | 3.4654 | 128.7 | 411.0476 | 32.386 | 236.1288 | 408.4408 | 117.3971
[48 empty] | 2318 | 103.6842 | 42.625 | 102.63 | 87.7143 | 3.4654 | 128.7 | 411.0476 | 32.386 | 236.1288 | 408.4408 | 117.3971
[48 empty] | 2319 | 103.6842 | 42.625 | 102.63 | 87.7143 | 3.4654 | 128.7 | 411.0476 | 32.386 | 236.1288 | 408.4408 | 117.3971
[48 empty] | 2320 | 103.6842 | 42.625 | 102.63 | 87.7143 | 3.4654 | 128.7 | 411.0476 | 32.386 | 236.1288 | 408.4408 | 117.3971
[48 empty] | 2321 | 103.6842 | 42.625 | 102.63 | 87.7143 | 3.4654 | 128.7 | 411.0476 | 32.386 | 236.1288 | 408.4408 | 117.3971
[48 empty] | 2322 | 103.6842 | 42.625 | 102.63 | 87.7143 | 3.4654 | 128.7 | 411.0476 | 32.386 | 236.1288 | 408.4408 | 117.3971
[48 empty] | 2323 | 103.6842 | 42.625 | 102.63 | 87.7143 | 3.4654 | 128.7 | 411.0476 | 32.386 | 236.1288 | 408.4408 | 117.3971
[48 empty] | 2324 | 103.6842 | 42.625 | 102.63 | 87.7143 | 3.4654 | 128.7 | 411.0476 | 32.386 | 236.1288 | 408.4408 | 117.3971
[48 empty] | 2325 | 103.6842 | 42.625 | 102.63 | 87.7143 | 3.4654 | 128.7 | 411.0476 | 32.386 | 236.1288 | 408.4408 | 117.3971
[48 empty] | 2326 | 103.6842 | 42.625 | 102.63 | 87.7143 | 3.4654 | 128.7 | 411.0476 | 32.386 | 236.1288 | 408.4408 | 117.3971
[48 empty] | 2327 | 103.6842 | 42.625 | 102.63 | 87.7143 | 3.4654 | 128.7 | 411.0476 | 32.386 | 236.1288 | 408.4408 | 117.3971
[48 empty] | 2328 | 103.6842 | 42.625 | 102.63 | 87.7143 | 3.4654 | 128.7 | 411.0476 | 32.386 | 236.1288 | 408.4408 | 117.3971
[48 empty] | 2329 | 103.7263 | 42.4625 | 102.455 | 87.5143 | 3.4654 | 129.21 | 411.4286 | 32.291 | 239.6511 | 429.807 | 118.2744
[48 empty] | 2330 | 103.7263 | 42.4625 | 102.455 | 87.5143 | 3.4654 | 129.21 | 411.4286 | 32.291 | 239.6511 | 429.807 | 118.2744
[48 empty] | 2331 | 103.7263 | 42.4625 | 102.455 | 87.5143 | 3.4654 | 129.21 | 411.4286 | 32.291 | 239.6511 | 429.807 | 118.2744
[48 empty] | 2332 | 103.7263 | 42.4625 | 102.455 | 87.5143 | 3.4654 | 129.21 | 411.4286 | 32.291 | 239.6511 | 429.807 | 118.2744
[48 empty] | 2333 | 103.7263 | 42.4625 | 102.455 | 87.5143 | 3.4654 | 129.21 | 411.4286 | 32.291 | 239.6511 | 429.807 | 118.2744
[48 empty] | 2334 | 103.7263 | 42.4625 | 102.455 | 87.5143 | 3.4654 | 129.21 | 411.4286 | 32.291 | 239.6511 | 429.807 | 118.2744
[48 empty] | 2335 | 103.7263 | 42.4625 | 102.455 | 87.5143 | 3.4654 | 129.21 | 411.4286 | 32.291 | 239.6511 | 429.807 | 118.2744
[48 empty] | 2336 | 103.7263 | 42.4625 | 102.455 | 87.5143 | 3.4654 | 129.21 | 411.4286 | 32.291 | 239.6511 | 429.807 | 118.2744
[48 empty] | 2337 | 103.7263 | 42.4625 | 102.455 | 87.5143 | 3.4654 | 129.21 | 411.4286 | 32.291 | 239.6511 | 429.807 | 118.2744
[48 empty] | 2338 | 103.7263 | 42.4625 | 102.455 | 87.5143 | 3.4654 | 129.21 | 411.4286 | 32.291 | 239.6511 | 429.807 | 118.2744
[48 empty] | 2339 | 103.7263 | 42.4625 | 102.455 | 87.5143 | 3.4654 | 129.21 | 411.4286 | 32.291 | 239.6511 | 429.807 | 118.2744
[48 empty] | 2340 | 103.7263 | 42.4625 | 102.455 | 87.5143 | 3.4654 | 129.21 | 411.4286 | 32.291 | 239.6511 | 429.807 | 118.2744
[48 empty] | 2341 | 103.7263 | 42.4625 | 102.455 | 87.5143 | 3.4654 | 129.21 | 411.4286 | 32.291 | 239.6511 | 429.807 | 118.2744
[48 empty] | 2342 | 103.7263 | 42.4625 | 102.455 | 87.5143 | 3.4654 | 129.21 | 411.4286 | 32.291 | 239.6511 | 429.807 | 118.2744
[48 empty] | 2343 | 103.7263 | 42.4625 | 102.455 | 87.5143 | 3.4654 | 129.21 | 411.4286 | 32.291 | 239.6511 | 429.807 | 118.2744
[48 empty] | 2344 | 103.7263 | 42.4625 | 102.455 | 87.5143 | 3.4654 | 129.21 | 411.4286 | 32.291 | 239.6511 | 429.807 | 118.2744
[48 empty] | 2345 | 103.7263 | 42.4625 | 102.455 | 87.5143 | 3.4654 | 129.21 | 411.4286 | 32.291 | 239.6511 | 429.807 | 118.2744
[48 empty] | 2346 | 103.7263 | 42.4625 | 102.455 | 87.5143 | 3.4654 | 129.21 | 411.4286 | 32.291 | 239.6511 | 429.807 | 118.2744
[48 empty] | 2347 | 103.7263 | 42.4625 | 102.455 | 87.5143 | 3.4654 | 129.21 | 411.4286 | 32.291 | 239.6511 | 429.807 | 118.2744
[48 empty] | 2348 | 103.7263 | 42.4625 | 102.455 | 87.5143 | 3.4654 | 129.21 | 411.4286 | 32.291 | 239.6511 | 429.807 | 118.2744
[48 empty] | 2349 | 103.7263 | 42.4625 | 102.455 | 87.5143 | 3.4654 | 129.21 | 411.4286 | 32.291 | 239.6511 | 429.807 | 118.2744
[48 empty] | 2350 | 103.7263 | 42.4625 | 102.455 | 87.5143 | 3.4654 | 129.21 | 411.4286 | 32.291 | 239.6511 | 429.807 | 118.2744
[48 empty] | 2351 | 103.7263 | 42.4625 | 102.455 | 87.5143 | 3.4654 | 129.21 | 411.4286 | 32.291 | 239.6511 | 429.807 | 118.2744
[48 empty] | 2352 | 103.7263 | 42.4625 | 102.455 | 87.5143 | 3.4654 | 129.21 | 411.4286 | 32.291 | 239.6511 | 429.807 | 118.2744
[48 empty] | 2353 | 103.8263 | 42.4062 | 102.24 | 87.481 | 3.4808 | 129.75 | 412 | 32.2183 | 242.4665 | 421.307 | 116.5341
[48 empty] | 2354 | 103.8263 | 42.4062 | 102.24 | 87.481 | 3.4808 | 129.75 | 412 | 32.2183 | 242.4665 | 421.307 | 116.5341
[48 empty] | 2355 | 103.8263 | 42.4062 | 102.24 | 87.481 | 3.4808 | 129.75 | 412 | 32.2183 | 242.4665 | 421.307 | 116.5341
[48 empty] | 2356 | 103.8263 | 42.4062 | 102.24 | 87.481 | 3.4808 | 129.75 | 412 | 32.2183 | 242.4665 | 421.307 | 116.5341
[48 empty] | 2357 | 103.8263 | 42.4062 | 102.24 | 87.481 | 3.4808 | 129.75 | 412 | 32.2183 | 242.4665 | 421.307 | 116.5341
[48 empty] | 2358 | 103.8263 | 42.4062 | 102.24 | 87.481 | 3.4808 | 129.75 | 412 | 32.2183 | 242.4665 | 421.307 | 116.5341
[48 empty] | 2359 | 103.8263 | 42.4062 | 102.24 | 87.481 | 3.4808 | 129.75 | 412 | 32.2183 | 242.4665 | 421.307 | 116.5341
[48 empty] | 2360 | 103.8263 | 42.4062 | 102.24 | 87.481 | 3.4808 | 129.75 | 412 | 32.2183 | 242.4665 | 421.307 | 116.5341
[48 empty] | 2361 | 103.8263 | 42.4062 | 102.24 | 87.481 | 3.4808 | 129.75 | 412 | 32.2183 | 242.4665 | 421.307 | 116.5341
[48 empty] | 2362 | 103.8263 | 42.4062 | 102.24 | 87.481 | 3.4808 | 129.75 | 412 | 32.2183 | 242.4665 | 421.307 | 116.5341
[48 empty] | 2363 | 103.8263 | 42.4062 | 102.24 | 87.481 | 3.4808 | 129.75 | 412 | 32.2183 | 242.4665 | 421.307 | 116.5341
[48 empty] | 2364 | 103.8263 | 42.4062 | 102.24 | 87.481 | 3.4808 | 129.75 | 412 | 32.2183 | 242.4665 | 421.307 | 116.5341
[48 empty] | 2365 | 103.8263 | 42.4062 | 102.24 | 87.481 | 3.4808 | 129.75 | 412 | 32.2183 | 242.4665 | 421.307 | 116.5341
[48 empty] | 2366 | 103.8263 | 42.4062 | 102.24 | 87.481 | 3.4808 | 129.75 | 412 | 32.2183 | 242.4665 | 421.307 | 116.5341
[48 empty] | 2367 | 103.8263 | 42.4062 | 102.24 | 87.481 | 3.4808 | 129.75 | 412 | 32.2183 | 242.4665 | 421.307 | 116.5341
[48 empty] | 2368 | 103.8263 | 42.4062 | 102.24 | 87.481 | 3.4808 | 129.75 | 412 | 32.2183 | 242.4665 | 421.307 | 116.5341
[48 empty] | 2369 | 103.8263 | 42.4062 | 102.24 | 87.481 | 3.4808 | 129.75 | 412 | 32.2183 | 242.4665 | 421.307 | 116.5341
[48 empty] | 2370 | 103.8263 | 42.4062 | 102.24 | 87.481 | 3.4808 | 129.75 | 412 | 32.2183 | 242.4665 | 421.307 | 116.5341
[48 empty] | 2371 | 103.8263 | 42.4062 | 102.24 | 87.481 | 3.4808 | 129.75 | 412 | 32.2183 | 242.4665 | 421.307 | 116.5341
[48 empty] | 2372 | 103.8263 | 42.4062 | 102.24 | 87.481 | 3.4808 | 129.75 | 412 | 32.2183 | 242.4665 | 421.307 | 116.5341
[48 empty] | 2373 | 103.8263 | 42.4062 | 102.24 | 87.481 | 3.4808 | 129.75 | 412 | 32.2183 | 242.4665 | 421.307 | 116.5341
[48 empty] | 2374 | 103.8263 | 42.4062 | 102.24 | 87.481 | 3.4808 | 129.75 | 412 | 32.2183 | 242.4665 | 421.307 | 116.5341
[48 empty] | 2375 | 103.8263 | 42.4062 | 102.24 | 87.481 | 3.4808 | 129.75 | 412 | 32.2183 | 242.4665 | 421.307 | 116.5341
[48 empty] | 2376 | 103.8263 | 42.4062 | 102.24 | 87.481 | 3.4808 | 129.75 | 412 | 32.2183 | 242.4665 | 421.307 | 116.5341
[48 empty] | 2377 | 103.9526 | 42.3438 | 101.895 | 87.4667 | 3.5046 | 131.005 | 412.3333 | 32.2253 | 243.8424 | 400.5095 | 112.6972
[48 empty] | 2378 | 103.9526 | 42.3438 | 101.895 | 87.4667 | 3.5046 | 131.005 | 412.3333 | 32.2253 | 243.8424 | 400.5095 | 112.6972
[48 empty] | 2379 | 103.9526 | 42.3438 | 101.895 | 87.4667 | 3.5046 | 131.005 | 412.3333 | 32.2253 | 243.8424 | 400.5095 | 112.6972
[48 empty] | 2380 | 103.9526 | 42.3438 | 101.895 | 87.4667 | 3.5046 | 131.005 | 412.3333 | 32.2253 | 243.8424 | 400.5095 | 112.6972
[48 empty] | 2381 | 103.9526 | 42.3438 | 101.895 | 87.4667 | 3.5046 | 131.005 | 412.3333 | 32.2253 | 243.8424 | 400.5095 | 112.6972
[48 empty] | 2382 | 103.9526 | 42.3438 | 101.895 | 87.4667 | 3.5046 | 131.005 | 412.3333 | 32.2253 | 243.8424 | 400.5095 | 112.6972
[48 empty] | 2383 | 103.9526 | 42.3438 | 101.895 | 87.4667 | 3.5046 | 131.005 | 412.3333 | 32.2253 | 243.8424 | 400.5095 | 112.6972
[48 empty] | 2384 | 103.9526 | 42.3438 | 101.895 | 87.4667 | 3.5046 | 131.005 | 412.3333 | 32.2253 | 243.8424 | 400.5095 | 112.6972
[48 empty] | 2385 | 103.9526 | 42.3438 | 101.895 | 87.4667 | 3.5046 | 131.005 | 412.3333 | 32.2253 | 243.8424 | 400.5095 | 112.6972
[48 empty] | 2386 | 103.9526 | 42.3438 | 101.895 | 87.4667 | 3.5046 | 131.005 | 412.3333 | 32.2253 | 243.8424 | 400.5095 | 112.6972
[48 empty] | 2387 | 103.9526 | 42.3438 | 101.895 | 87.4667 | 3.5046 | 131.005 | 412.3333 | 32.2253 | 243.8424 | 400.5095 | 112.6972
[48 empty] | 2388 | 103.9526 | 42.3438 | 101.895 | 87.4667 | 3.5046 | 131.005 | 412.3333 | 32.2253 | 243.8424 | 400.5095 | 112.6972
[48 empty] | 2389 | 103.9526 | 42.3438 | 101.895 | 87.4667 | 3.5046 | 131.005 | 412.3333 | 32.2253 | 243.8424 | 400.5095 | 112.6972
[48 empty] | 2390 | 103.9526 | 42.3438 | 101.895 | 87.4667 | 3.5046 | 131.005 | 412.3333 | 32.2253 | 243.8424 | 400.5095 | 112.6972
[48 empty] | 2391 | 103.9526 | 42.3438 | 101.895 | 87.4667 | 3.5046 | 131.005 | 412.3333 | 32.2253 | 243.8424 | 400.5095 | 112.6972
[48 empty] | 2392 | 103.9526 | 42.3438 | 101.895 | 87.4667 | 3.5046 | 131.005 | 412.3333 | 32.2253 | 243.8424 | 400.5095 | 112.6972
[48 empty] | 2393 | 103.9526 | 42.3438 | 101.895 | 87.4667 | 3.5046 | 131.005 | 412.3333 | 32.2253 | 243.8424 | 400.5095 | 112.6972
[48 empty] | 2394 | 103.9526 | 42.3438 | 101.895 | 87.4667 | 3.5046 | 131.005 | 412.3333 | 32.2253 | 243.8424 | 400.5095 | 112.6972
[48 empty] | 2395 | 103.9526 | 42.3438 | 101.895 | 87.4667 | 3.5046 | 131.005 | 412.3333 | 32.2253 | 243.8424 | 400.5095 | 112.6972
[48 empty] | 2396 | 103.9526 | 42.3438 | 101.895 | 87.4667 | 3.5046 | 131.005 | 412.3333 | 32.2253 | 243.8424 | 400.5095 | 112.6972
[48 empty] | 2397 | 103.9526 | 42.3438 | 101.895 | 87.4667 | 3.5046 | 131.005 | 412.3333 | 32.2253 | 243.8424 | 400.5095 | 112.6972
[48 empty] | 2398 | 103.9526 | 42.3438 | 101.895 | 87.4667 | 3.5046 | 131.005 | 412.3333 | 32.2253 | 243.8424 | 400.5095 | 112.6972
[48 empty] | 2399 | 103.9526 | 42.3438 | 101.895 | 87.4667 | 3.5046 | 131.005 | 412.3333 | 32.2253 | 243.8424 | 400.5095 | 112.6972
[48 empty] | 2400 | 103.9526 | 42.3438 | 101.895 | 87.4667 | 3.5046 | 131.005 | 412.3333 | 32.2253 | 243.8424 | 400.5095 | 112.6972
[48 empty] | 2401 | 104.0053 | 42.7313 | 101.65 | 87.4952 | 3.5415 | 132.24 | 412.8095 | 32.2773 | 245.1008 | 371.1819 | 112.9501
[48 empty] | 2402 | 104.0053 | 42.7313 | 101.65 | 87.4952 | 3.5415 | 132.24 | 412.8095 | 32.2773 | 245.1008 | 371.1819 | 112.9501
[48 empty] | 2403 | 104.0053 | 42.7313 | 101.65 | 87.4952 | 3.5415 | 132.24 | 412.8095 | 32.2773 | 245.1008 | 371.1819 | 112.9501
[48 empty] | 2404 | 104.0053 | 42.7313 | 101.65 | 87.4952 | 3.5415 | 132.24 | 412.8095 | 32.2773 | 245.1008 | 371.1819 | 112.9501
[48 empty] | 2405 | 104.0053 | 42.7313 | 101.65 | 87.4952 | 3.5415 | 132.24 | 412.8095 | 32.2773 | 245.1008 | 371.1819 | 112.9501
[48 empty] | 2406 | 104.0053 | 42.7313 | 101.65 | 87.4952 | 3.5415 | 132.24 | 412.8095 | 32.2773 | 245.1008 | 371.1819 | 112.9501
[48 empty] | 2407 | 104.0053 | 42.7313 | 101.65 | 87.4952 | 3.5415 | 132.24 | 412.8095 | 32.2773 | 245.1008 | 371.1819 | 112.9501
[48 empty] | 2408 | 104.0053 | 42.7313 | 101.65 | 87.4952 | 3.5415 | 132.24 | 412.8095 | 32.2773 | 245.1008 | 371.1819 | 112.9501
[48 empty] | 2409 | 104.0053 | 42.7313 | 101.65 | 87.4952 | 3.5415 | 132.24 | 412.8095 | 32.2773 | 245.1008 | 371.1819 | 112.9501
[48 empty] | 2410 | 104.0053 | 42.7313 | 101.65 | 87.4952 | 3.5415 | 132.24 | 412.8095 | 32.2773 | 245.1008 | 371.1819 | 112.9501
[48 empty] | 2411 | 104.0053 | 42.7313 | 101.65 | 87.4952 | 3.5415 | 132.24 | 412.8095 | 32.2773 | 245.1008 | 371.1819 | 112.9501
[48 empty] | 2412 | 104.0053 | 42.7313 | 101.65 | 87.4952 | 3.5415 | 132.24 | 412.8095 | 32.2773 | 245.1008 | 371.1819 | 112.9501
[48 empty] | 2413 | 104.0053 | 42.7313 | 101.65 | 87.4952 | 3.5415 | 132.24 | 412.8095 | 32.2773 | 245.1008 | 371.1819 | 112.9501
[48 empty] | 2414 | 104.0053 | 42.7313 | 101.65 | 87.4952 | 3.5415 | 132.24 | 412.8095 | 32.2773 | 245.1008 | 371.1819 | 112.9501
[48 empty] | 2415 | 104.0053 | 42.7313 | 101.65 | 87.4952 | 3.5415 | 132.24 | 412.8095 | 32.2773 | 245.1008 | 371.1819 | 112.9501
[48 empty] | 2416 | 104.0053 | 42.7313 | 101.65 | 87.4952 | 3.5415 | 132.24 | 412.8095 | 32.2773 | 245.1008 | 371.1819 | 112.9501
[48 empty] | 2417 | 104.0053 | 42.7313 | 101.65 | 87.4952 | 3.5415 | 132.24 | 412.8095 | 32.2773 | 245.1008 | 371.1819 | 112.9501
[48 empty] | 2418 | 104.0053 | 42.7313 | 101.65 | 87.4952 | 3.5415 | 132.24 | 412.8095 | 32.2773 | 245.1008 | 371.1819 | 112.9501
[48 empty] | 2419 | 104.0053 | 42.7313 | 101.65 | 87.4952 | 3.5415 | 132.24 | 412.8095 | 32.2773 | 245.1008 | 371.1819 | 112.9501
[48 empty] | 2420 | 104.0053 | 42.7313 | 101.65 | 87.4952 | 3.5415 | 132.24 | 412.8095 | 32.2773 | 245.1008 | 371.1819 | 112.9501
[48 empty] | 2421 | 104.0053 | 42.7313 | 101.65 | 87.4952 | 3.5415 | 132.24 | 412.8095 | 32.2773 | 245.1008 | 371.1819 | 112.9501
[48 empty] | 2422 | 104.0053 | 42.7313 | 101.65 | 87.4952 | 3.5415 | 132.24 | 412.8095 | 32.2773 | 245.1008 | 371.1819 | 112.9501
[48 empty] | 2423 | 104.0053 | 42.7313 | 101.65 | 87.4952 | 3.5415 | 132.24 | 412.8095 | 32.2773 | 245.1008 | 371.1819 | 112.9501
[48 empty] | 2424 | 104.0053 | 42.7313 | 101.65 | 87.4952 | 3.5415 | 132.24 | 412.8095 | 32.2773 | 245.1008 | 371.1819 | 112.9501
[48 empty] | 2425 | 104.1526 | 42.2313 | 101.385 | 87.6667 | 3.5877 | 133.825 | 413.4762 | 32.3243 | 247.8398 | 361.8666 | 115.7788
[48 empty] | 2426 | 104.1526 | 42.2313 | 101.385 | 87.6667 | 3.5877 | 133.825 | 413.4762 | 32.3243 | 247.8398 | 361.8666 | 115.7788
[48 empty] | 2427 | 104.1526 | 42.2313 | 101.385 | 87.6667 | 3.5877 | 133.825 | 413.4762 | 32.3243 | 247.8398 | 361.8666 | 115.7788
[48 empty] | 2428 | 104.1526 | 42.2313 | 101.385 | 87.6667 | 3.5877 | 133.825 | 413.4762 | 32.3243 | 247.8398 | 361.8666 | 115.7788
[48 empty] | 2429 | 104.1526 | 42.2313 | 101.385 | 87.6667 | 3.5877 | 133.825 | 413.4762 | 32.3243 | 247.8398 | 361.8666 | 115.7788
[48 empty] | 2430 | 104.1526 | 42.2313 | 101.385 | 87.6667 | 3.5877 | 133.825 | 413.4762 | 32.3243 | 247.8398 | 361.8666 | 115.7788
[48 empty] | 2431 | 104.1526 | 42.2313 | 101.385 | 87.6667 | 3.5877 | 133.825 | 413.4762 | 32.3243 | 247.8398 | 361.8666 | 115.7788
[48 empty] | 2432 | 104.1526 | 42.2313 | 101.385 | 87.6667 | 3.5877 | 133.825 | 413.4762 | 32.3243 | 247.8398 | 361.8666 | 115.7788
[48 empty] | 2433 | 104.1526 | 42.2313 | 101.385 | 87.6667 | 3.5877 | 133.825 | 413.4762 | 32.3243 | 247.8398 | 361.8666 | 115.7788
[48 empty] | 2434 | 104.1526 | 42.2313 | 101.385 | 87.6667 | 3.5877 | 133.825 | 413.4762 | 32.3243 | 247.8398 | 361.8666 | 115.7788
[48 empty] | 2435 | 104.1526 | 42.2313 | 101.385 | 87.6667 | 3.5877 | 133.825 | 413.4762 | 32.3243 | 247.8398 | 361.8666 | 115.7788
[48 empty] | 2436 | 104.1526 | 42.2313 | 101.385 | 87.6667 | 3.5877 | 133.825 | 413.4762 | 32.3243 | 247.8398 | 361.8666 | 115.7788
[48 empty] | 2437 | 104.1526 | 42.2313 | 101.385 | 87.6667 | 3.5877 | 133.825 | 413.4762 | 32.3243 | 247.8398 | 361.8666 | 115.7788
[48 empty] | 2438 | 104.1526 | 42.2313 | 101.385 | 87.6667 | 3.5877 | 133.825 | 413.4762 | 32.3243 | 247.8398 | 361.8666 | 115.7788
[48 empty] | 2439 | 104.1526 | 42.2313 | 101.385 | 87.6667 | 3.5877 | 133.825 | 413.4762 | 32.3243 | 247.8398 | 361.8666 | 115.7788
[48 empty] | 2440 | 104.1526 | 42.2313 | 101.385 | 87.6667 | 3.5877 | 133.825 | 413.4762 | 32.3243 | 247.8398 | 361.8666 | 115.7788
[48 empty] | 2441 | 104.1526 | 42.2313 | 101.385 | 87.6667 | 3.5877 | 133.825 | 413.4762 | 32.3243 | 247.8398 | 361.8666 | 115.7788
[48 empty] | 2442 | 104.1526 | 42.2313 | 101.385 | 87.6667 | 3.5877 | 133.825 | 413.4762 | 32.3243 | 247.8398 | 361.8666 | 115.7788
[48 empty] | 2443 | 104.1526 | 42.2313 | 101.385 | 87.6667 | 3.5877 | 133.825 | 413.4762 | 32.3243 | 247.8398 | 361.8666 | 115.7788
[48 empty] | 2444 | 104.1526 | 42.2313 | 101.385 | 87.6667 | 3.5877 | 133.825 | 413.4762 | 32.3243 | 247.8398 | 361.8666 | 115.7788
[48 empty] | 2445 | 104.1526 | 42.2313 | 101.385 | 87.6667 | 3.5877 | 133.825 | 413.4762 | 32.3243 | 247.8398 | 361.8666 | 115.7788
[48 empty] | 2446 | 104.1526 | 42.2313 | 101.385 | 87.6667 | 3.5877 | 133.825 | 413.4762 | 32.3243 | 247.8398 | 361.8666 | 115.7788
[48 empty] | 2447 | 104.1526 | 42.2313 | 101.385 | 87.6667 | 3.5877 | 133.825 | 413.4762 | 32.3243 | 247.8398 | 361.8666 | 115.7788
[48 empty] | 2448 | 104.1526 | 42.2313 | 101.385 | 87.6667 | 3.5877 | 133.825 | 413.4762 | 32.3243 | 247.8398 | 361.8666 | 115.7788
[48 empty] | 2449 | 104.0947 | 42.1938 | 101.085 | 87.781 | 3.6362 | 135.475 | 415.4762 | 32.5017 | 248.4101 | 352.1898 | 119.9481
[48 empty] | 2450 | 104.0947 | 42.1938 | 101.085 | 87.781 | 3.6362 | 135.475 | 415.4762 | 32.5017 | 248.4101 | 352.1898 | 119.9481
[48 empty] | 2451 | 104.0947 | 42.1938 | 101.085 | 87.781 | 3.6362 | 135.475 | 415.4762 | 32.5017 | 248.4101 | 352.1898 | 119.9481
[48 empty] | 2452 | 104.0947 | 42.1938 | 101.085 | 87.781 | 3.6362 | 135.475 | 415.4762 | 32.5017 | 248.4101 | 352.1898 | 119.9481
[48 empty] | 2453 | 104.0947 | 42.1938 | 101.085 | 87.781 | 3.6362 | 135.475 | 415.4762 | 32.5017 | 248.4101 | 352.1898 | 119.9481
[48 empty] | 2454 | 104.0947 | 42.1938 | 101.085 | 87.781 | 3.6362 | 135.475 | 415.4762 | 32.5017 | 248.4101 | 352.1898 | 119.9481
[48 empty] | 2455 | 104.0947 | 42.1938 | 101.085 | 87.781 | 3.6362 | 135.475 | 415.4762 | 32.5017 | 248.4101 | 352.1898 | 119.9481
[48 empty] | 2456 | 104.0947 | 42.1938 | 101.085 | 87.781 | 3.6362 | 135.475 | 415.4762 | 32.5017 | 248.4101 | 352.1898 | 119.9481
[48 empty] | 2457 | 104.0947 | 42.1938 | 101.085 | 87.781 | 3.6362 | 135.475 | 415.4762 | 32.5017 | 248.4101 | 352.1898 | 119.9481
[48 empty] | 2458 | 104.0947 | 42.1938 | 101.085 | 87.781 | 3.6362 | 135.475 | 415.4762 | 32.5017 | 248.4101 | 352.1898 | 119.9481
[48 empty] | 2459 | 104.0947 | 42.1938 | 101.085 | 87.781 | 3.6362 | 135.475 | 415.4762 | 32.5017 | 248.4101 | 352.1898 | 119.9481
[48 empty] | 2460 | 104.0947 | 42.1938 | 101.085 | 87.781 | 3.6362 | 135.475 | 415.4762 | 32.5017 | 248.4101 | 352.1898 | 119.9481
[48 empty] | 2461 | 104.0947 | 42.1938 | 101.085 | 87.781 | 3.6362 | 135.475 | 415.4762 | 32.5017 | 248.4101 | 352.1898 | 119.9481
[48 empty] | 2462 | 104.0947 | 42.1938 | 101.085 | 87.781 | 3.6362 | 135.475 | 415.4762 | 32.5017 | 248.4101 | 352.1898 | 119.9481
[48 empty] | 2463 | 104.0947 | 42.1938 | 101.085 | 87.781 | 3.6362 | 135.475 | 415.4762 | 32.5017 | 248.4101 | 352.1898 | 119.9481
[48 empty] | 2464 | 104.0947 | 42.1938 | 101.085 | 87.781 | 3.6362 | 135.475 | 415.4762 | 32.5017 | 248.4101 | 352.1898 | 119.9481
[48 empty] | 2465 | 104.0947 | 42.1938 | 101.085 | 87.781 | 3.6362 | 135.475 | 415.4762 | 32.5017 | 248.4101 | 352.1898 | 119.9481
[48 empty] | 2466 | 104.0947 | 42.1938 | 101.085 | 87.781 | 3.6362 | 135.475 | 415.4762 | 32.5017 | 248.4101 | 352.1898 | 119.9481
[48 empty] | 2467 | 104.0947 | 42.1938 | 101.085 | 87.781 | 3.6362 | 135.475 | 415.4762 | 32.5017 | 248.4101 | 352.1898 | 119.9481
[48 empty] | 2468 | 104.0947 | 42.1938 | 101.085 | 87.781 | 3.6362 | 135.475 | 415.4762 | 32.5017 | 248.4101 | 352.1898 | 119.9481
[48 empty] | 2469 | 104.0947 | 42.1938 | 101.085 | 87.781 | 3.6362 | 135.475 | 415.4762 | 32.5017 | 248.4101 | 352.1898 | 119.9481
[48 empty] | 2470 | 104.0947 | 42.1938 | 101.085 | 87.781 | 3.6362 | 135.475 | 415.4762 | 32.5017 | 248.4101 | 352.1898 | 119.9481
[48 empty] | 2471 | 104.0947 | 42.1938 | 101.085 | 87.781 | 3.6362 | 135.475 | 415.4762 | 32.5017 | 248.4101 | 352.1898 | 119.9481
[48 empty] | 2472 | 104.0947 | 42.1938 | 101.085 | 87.781 | 3.6362 | 135.475 | 415.4762 | 32.5017 | 248.4101 | 352.1898 | 119.9481
[48 empty] | 2473 | 104.0737 | 42.175 | 101.005 | 88.0333 | 3.7162 | 136.925 | 417.5714 | 32.7447 | 247.6616 | 372.9771 | 123.3592
[48 empty] | 2474 | 104.0737 | 42.175 | 101.005 | 88.0333 | 3.7162 | 136.925 | 417.5714 | 32.7447 | 247.6616 | 372.9771 | 123.3592
[48 empty] | 2475 | 104.0737 | 42.175 | 101.005 | 88.0333 | 3.7162 | 136.925 | 417.5714 | 32.7447 | 247.6616 | 372.9771 | 123.3592
[48 empty] | 2476 | 104.0737 | 42.175 | 101.005 | 88.0333 | 3.7162 | 136.925 | 417.5714 | 32.7447 | 247.6616 | 372.9771 | 123.3592
[48 empty] | 2477 | 104.0737 | 42.175 | 101.005 | 88.0333 | 3.7162 | 136.925 | 417.5714 | 32.7447 | 247.6616 | 372.9771 | 123.3592
[48 empty] | 2478 | 104.0737 | 42.175 | 101.005 | 88.0333 | 3.7162 | 136.925 | 417.5714 | 32.7447 | 247.6616 | 372.9771 | 123.3592
[48 empty] | 2479 | 104.0737 | 42.175 | 101.005 | 88.0333 | 3.7162 | 136.925 | 417.5714 | 32.7447 | 247.6616 | 372.9771 | 123.3592
[48 empty] | 2480 | 104.0737 | 42.175 | 101.005 | 88.0333 | 3.7162 | 136.925 | 417.5714 | 32.7447 | 247.6616 | 372.9771 | 123.3592
[48 empty] | 2481 | 104.0737 | 42.175 | 101.005 | 88.0333 | 3.7162 | 136.925 | 417.5714 | 32.7447 | 247.6616 | 372.9771 | 123.3592
[48 empty] | 2482 | 104.0737 | 42.175 | 101.005 | 88.0333 | 3.7162 | 136.925 | 417.5714 | 32.7447 | 247.6616 | 372.9771 | 123.3592
[48 empty] | 2483 | 104.0737 | 42.175 | 101.005 | 88.0333 | 3.7162 | 136.925 | 417.5714 | 32.7447 | 247.6616 | 372.9771 | 123.3592
[48 empty] | 2484 | 104.0737 | 42.175 | 101.005 | 88.0333 | 3.7162 | 136.925 | 417.5714 | 32.7447 | 247.6616 | 372.9771 | 123.3592
[48 empty] | 2485 | 104.0737 | 42.175 | 101.005 | 88.0333 | 3.7162 | 136.925 | 417.5714 | 32.7447 | 247.6616 | 372.9771 | 123.3592
[48 empty] | 2486 | 104.0737 | 42.175 | 101.005 | 88.0333 | 3.7162 | 136.925 | 417.5714 | 32.7447 | 247.6616 | 372.9771 | 123.3592
[48 empty] | 2487 | 104.0737 | 42.175 | 101.005 | 88.0333 | 3.7162 | 136.925 | 417.5714 | 32.7447 | 247.6616 | 372.9771 | 123.3592
[48 empty] | 2488 | 104.0737 | 42.175 | 101.005 | 88.0333 | 3.7162 | 136.925 | 417.5714 | 32.7447 | 247.6616 | 372.9771 | 123.3592
[48 empty] | 2489 | 104.0737 | 42.175 | 101.005 | 88.0333 | 3.7162 | 136.925 | 417.5714 | 32.7447 | 247.6616 | 372.9771 | 123.3592
[48 empty] | 2490 | 104.0737 | 42.175 | 101.005 | 88.0333 | 3.7162 | 136.925 | 417.5714 | 32.7447 | 247.6616 | 372.9771 | 123.3592
[48 empty] | 2491 | 104.0737 | 42.175 | 101.005 | 88.0333 | 3.7162 | 136.925 | 417.5714 | 32.7447 | 247.6616 | 372.9771 | 123.3592
[48 empty] | 2492 | 104.0737 | 42.175 | 101.005 | 88.0333 | 3.7162 | 136.925 | 417.5714 | 32.7447 | 247.6616 | 372.9771 | 123.3592
[48 empty] | 2493 | 104.0737 | 42.175 | 101.005 | 88.0333 | 3.7162 | 136.925 | 417.5714 | 32.7447 | 247.6616 | 372.9771 | 123.3592
[48 empty] | 2494 | 104.0737 | 42.175 | 101.005 | 88.0333 | 3.7162 | 136.925 | 417.5714 | 32.7447 | 247.6616 | 372.9771 | 123.3592
[48 empty] | 2495 | 104.0737 | 42.175 | 101.005 | 88.0333 | 3.7162 | 136.925 | 417.5714 | 32.7447 | 247.6616 | 372.9771 | 123.3592
[48 empty] | 2496 | 104.0737 | 42.175 | 101.005 | 88.0333 | 3.7162 | 136.925 | 417.5714 | 32.7447 | 247.6616 | 372.9771 | 123.3592
[48 empty] | 2497 | 104.2 | 42.1437 | 100.82 | 88.3619 | 3.8231 | 138.775 | 421.381 | 33.1887 | 250.315 | 407.9106 | 128.2209
[48 empty] | 2498 | 104.2 | 42.1437 | 100.82 | 88.3619 | 3.8231 | 138.775 | 421.381 | 33.1887 | 250.315 | 407.9106 | 128.2209
[48 empty] | 2499 | 104.2 | 42.1437 | 100.82 | 88.3619 | 3.8231 | 138.775 | 421.381 | 33.1887 | 250.315 | 407.9106 | 128.2209
[48 empty] | 2500 | 104.2 | 42.1437 | 100.82 | 88.3619 | 3.8231 | 138.775 | 421.381 | 33.1887 | 250.315 | 407.9106 | 128.2209
[48 empty] | 2501 | 104.2 | 42.1437 | 100.82 | 88.3619 | 3.8231 | 138.775 | 421.381 | 33.1887 | 250.315 | 407.9106 | 128.2209
[48 empty] | 2502 | 104.2 | 42.1437 | 100.82 | 88.3619 | 3.8231 | 138.775 | 421.381 | 33.1887 | 250.315 | 407.9106 | 128.2209
[48 empty] | 2503 | 104.2 | 42.1437 | 100.82 | 88.3619 | 3.8231 | 138.775 | 421.381 | 33.1887 | 250.315 | 407.9106 | 128.2209
[48 empty] | 2504 | 104.2 | 42.1437 | 100.82 | 88.3619 | 3.8231 | 138.775 | 421.381 | 33.1887 | 250.315 | 407.9106 | 128.2209
[48 empty] | 2505 | 104.2 | 42.1437 | 100.82 | 88.3619 | 3.8231 | 138.775 | 421.381 | 33.1887 | 250.315 | 407.9106 | 128.2209
[48 empty] | 2506 | 104.2 | 42.1437 | 100.82 | 88.3619 | 3.8231 | 138.775 | 421.381 | 33.1887 | 250.315 | 407.9106 | 128.2209
[48 empty] | 2507 | 104.2 | 42.1437 | 100.82 | 88.3619 | 3.8231 | 138.775 | 421.381 | 33.1887 | 250.315 | 407.9106 | 128.2209
[48 empty] | 2508 | 104.2 | 42.1437 | 100.82 | 88.3619 | 3.8231 | 138.775 | 421.381 | 33.1887 | 250.315 | 407.9106 | 128.2209
[48 empty] | 2509 | 104.2 | 42.1437 | 100.82 | 88.3619 | 3.8231 | 138.775 | 421.381 | 33.1887 | 250.315 | 407.9106 | 128.2209
[48 empty] | 2510 | 104.2 | 42.1437 | 100.82 | 88.3619 | 3.8231 | 138.775 | 421.381 | 33.1887 | 250.315 | 407.9106 | 128.2209
[48 empty] | 2511 | 104.2 | 42.1437 | 100.82 | 88.3619 | 3.8231 | 138.775 | 421.381 | 33.1887 | 250.315 | 407.9106 | 128.2209
[48 empty] | 2512 | 104.2 | 42.1437 | 100.82 | 88.3619 | 3.8231 | 138.775 | 421.381 | 33.1887 | 250.315 | 407.9106 | 128.2209
[48 empty] | 2513 | 104.2 | 42.1437 | 100.82 | 88.3619 | 3.8231 | 138.775 | 421.381 | 33.1887 | 250.315 | 407.9106 | 128.2209
[48 empty] | 2514 | 104.2 | 42.1437 | 100.82 | 88.3619 | 3.8231 | 138.775 | 421.381 | 33.1887 | 250.315 | 407.9106 | 128.2209
[48 empty] | 2515 | 104.2 | 42.1437 | 100.82 | 88.3619 | 3.8231 | 138.775 | 421.381 | 33.1887 | 250.315 | 407.9106 | 128.2209
[48 empty] | 2516 | 104.2 | 42.1437 | 100.82 | 88.3619 | 3.8231 | 138.775 | 421.381 | 33.1887 | 250.315 | 407.9106 | 128.2209
[48 empty] | 2517 | 104.2 | 42.1437 | 100.82 | 88.3619 | 3.8231 | 138.775 | 421.381 | 33.1887 | 250.315 | 407.9106 | 128.2209
[48 empty] | 2518 | 104.2 | 42.1437 | 100.82 | 88.3619 | 3.8231 | 138.775 | 421.381 | 33.1887 | 250.315 | 407.9106 | 128.2209
[48 empty] | 2519 | 104.2 | 42.1437 | 100.82 | 88.3619 | 3.8231 | 138.775 | 421.381 | 33.1887 | 250.315 | 407.9106 | 128.2209
[48 empty] | 2520 | 104.2 | 42.1437 | 100.82 | 88.3619 | 3.8231 | 138.775 | 421.381 | 33.1887 | 250.315 | 407.9106 | 128.2209
[48 empty] | 2521 | 104.3105 | 42.125 | 100.69 | 88.9 | 4.0385 | 142.09 | 425.8095 | 33.7837 | 262.4582 | 441.4881 | 133.2101
[48 empty] | 2522 | 104.3105 | 42.125 | 100.69 | 88.9 | 4.0385 | 142.09 | 425.8095 | 33.7837 | 262.4582 | 441.4881 | 133.2101
[48 empty] | 2523 | 104.3105 | 42.125 | 100.69 | 88.9 | 4.0385 | 142.09 | 425.8095 | 33.7837 | 262.4582 | 441.4881 | 133.2101
[48 empty] | 2524 | 104.3105 | 42.125 | 100.69 | 88.9 | 4.0385 | 142.09 | 425.8095 | 33.7837 | 262.4582 | 441.4881 | 133.2101
[48 empty] | 2525 | 104.3105 | 42.125 | 100.69 | 88.9 | 4.0385 | 142.09 | 425.8095 | 33.7837 | 262.4582 | 441.4881 | 133.2101
[48 empty] | 2526 | 104.3105 | 42.125 | 100.69 | 88.9 | 4.0385 | 142.09 | 425.8095 | 33.7837 | 262.4582 | 441.4881 | 133.2101
[48 empty] | 2527 | 104.3105 | 42.125 | 100.69 | 88.9 | 4.0385 | 142.09 | 425.8095 | 33.7837 | 262.4582 | 441.4881 | 133.2101
[48 empty] | 2528 | 104.3105 | 42.125 | 100.69 | 88.9 | 4.0385 | 142.09 | 425.8095 | 33.7837 | 262.4582 | 441.4881 | 133.2101
[48 empty] | 2529 | 104.3105 | 42.125 | 100.69 | 88.9 | 4.0385 | 142.09 | 425.8095 | 33.7837 | 262.4582 | 441.4881 | 133.2101
[48 empty] | 2530 | 104.3105 | 42.125 | 100.69 | 88.9 | 4.0385 | 142.09 | 425.8095 | 33.7837 | 262.4582 | 441.4881 | 133.2101
[48 empty] | 2531 | 104.3105 | 42.125 | 100.69 | 88.9 | 4.0385 | 142.09 | 425.8095 | 33.7837 | 262.4582 | 441.4881 | 133.2101
[48 empty] | 2532 | 104.3105 | 42.125 | 100.69 | 88.9 | 4.0385 | 142.09 | 425.8095 | 33.7837 | 262.4582 | 441.4881 | 133.2101
[48 empty] | 2533 | 104.3105 | 42.125 | 100.69 | 88.9 | 4.0385 | 142.09 | 425.8095 | 33.7837 | 262.4582 | 441.4881 | 133.2101
[48 empty] | 2534 | 104.3105 | 42.125 | 100.69 | 88.9 | 4.0385 | 142.09 | 425.8095 | 33.7837 | 262.4582 | 441.4881 | 133.2101
[48 empty] | 2535 | 104.3105 | 42.125 | 100.69 | 88.9 | 4.0385 | 142.09 | 425.8095 | 33.7837 | 262.4582 | 441.4881 | 133.2101
[48 empty] | 2536 | 104.3105 | 42.125 | 100.69 | 88.9 | 4.0385 | 142.09 | 425.8095 | 33.7837 | 262.4582 | 441.4881 | 133.2101
[48 empty] | 2537 | 104.3105 | 42.125 | 100.69 | 88.9 | 4.0385 | 142.09 | 425.8095 | 33.7837 | 262.4582 | 441.4881 | 133.2101
[48 empty] | 2538 | 104.3105 | 42.125 | 100.69 | 88.9 | 4.0385 | 142.09 | 425.8095 | 33.7837 | 262.4582 | 441.4881 | 133.2101
[48 empty] | 2539 | 104.3105 | 42.125 | 100.69 | 88.9 | 4.0385 | 142.09 | 425.8095 | 33.7837 | 262.4582 | 441.4881 | 133.2101
[48 empty] | 2540 | 104.3105 | 42.125 | 100.69 | 88.9 | 4.0385 | 142.09 | 425.8095 | 33.7837 | 262.4582 | 441.4881 | 133.2101
[48 empty] | 2541 | 104.3105 | 42.125 | 100.69 | 88.9 | 4.0385 | 142.09 | 425.8095 | 33.7837 | 262.4582 | 441.4881 | 133.2101
[48 empty] | 2542 | 104.3105 | 42.125 | 100.69 | 88.9 | 4.0385 | 142.09 | 425.8095 | 33.7837 | 262.4582 | 441.4881 | 133.2101
[48 empty] | 2543 | 104.3105 | 42.125 | 100.69 | 88.9 | 4.0385 | 142.09 | 425.8095 | 33.7837 | 262.4582 | 441.4881 | 133.2101
[48 empty] | 2544 | 104.3105 | 42.125 | 100.69 | 88.9 | 4.0385 | 142.09 | 425.8095 | 33.7837 | 262.4582 | 441.4881 | 133.2101
[48 empty] | 2545 | 104.2526 | 42.0812 | 100.635 | 89.5095 | 4.4515 | 146.82 | 430.619 | 34.9953 | 276.1468 | 467.1976 | 135.7391
[48 empty] | 2546 | 104.2526 | 42.0812 | 100.635 | 89.5095 | 4.4515 | 146.82 | 430.619 | 34.9953 | 276.1468 | 467.1976 | 135.7391
[48 empty] | 2547 | 104.2526 | 42.0812 | 100.635 | 89.5095 | 4.4515 | 146.82 | 430.619 | 34.9953 | 276.1468 | 467.1976 | 135.7391
[48 empty] | 2548 | 104.2526 | 42.0812 | 100.635 | 89.5095 | 4.4515 | 146.82 | 430.619 | 34.9953 | 276.1468 | 467.1976 | 135.7391
[48 empty] | 2549 | 104.2526 | 42.0812 | 100.635 | 89.5095 | 4.4515 | 146.82 | 430.619 | 34.9953 | 276.1468 | 467.1976 | 135.7391
[48 empty] | 2550 | 104.2526 | 42.0812 | 100.635 | 89.5095 | 4.4515 | 146.82 | 430.619 | 34.9953 | 276.1468 | 467.1976 | 135.7391
[48 empty] | 2551 | 104.2526 | 42.0812 | 100.635 | 89.5095 | 4.4515 | 146.82 | 430.619 | 34.9953 | 276.1468 | 467.1976 | 135.7391
[48 empty] | 2552 | 104.2526 | 42.0812 | 100.635 | 89.5095 | 4.4515 | 146.82 | 430.619 | 34.9953 | 276.1468 | 467.1976 | 135.7391
[48 empty] | 2553 | 104.2526 | 42.0812 | 100.635 | 89.5095 | 4.4515 | 146.82 | 430.619 | 34.9953 | 276.1468 | 467.1976 | 135.7391
[48 empty] | 2554 | 104.2526 | 42.0812 | 100.635 | 89.5095 | 4.4515 | 146.82 | 430.619 | 34.9953 | 276.1468 | 467.1976 | 135.7391
[48 empty] | 2555 | 104.2526 | 42.0812 | 100.635 | 89.5095 | 4.4515 | 146.82 | 430.619 | 34.9953 | 276.1468 | 467.1976 | 135.7391
[48 empty] | 2556 | 104.2526 | 42.0812 | 100.635 | 89.5095 | 4.4515 | 146.82 | 430.619 | 34.9953 | 276.1468 | 467.1976 | 135.7391
[48 empty] | 2557 | 104.2526 | 42.0812 | 100.635 | 89.5095 | 4.4515 | 146.82 | 430.619 | 34.9953 | 276.1468 | 467.1976 | 135.7391
[48 empty] | 2558 | 104.2526 | 42.0812 | 100.635 | 89.5095 | 4.4515 | 146.82 | 430.619 | 34.9953 | 276.1468 | 467.1976 | 135.7391
[48 empty] | 2559 | 104.2526 | 42.0812 | 100.635 | 89.5095 | 4.4515 | 146.82 | 430.619 | 34.9953 | 276.1468 | 467.1976 | 135.7391
[48 empty] | 2560 | 104.2526 | 42.0812 | 100.635 | 89.5095 | 4.4515 | 146.82 | 430.619 | 34.9953 | 276.1468 | 467.1976 | 135.7391
[48 empty] | 2561 | 104.2526 | 42.0812 | 100.635 | 89.5095 | 4.4515 | 146.82 | 430.619 | 34.9953 | 276.1468 | 467.1976 | 135.7391
[48 empty] | 2562 | 104.2526 | 42.0812 | 100.635 | 89.5095 | 4.4515 | 146.82 | 430.619 | 34.9953 | 276.1468 | 467.1976 | 135.7391
[48 empty] | 2563 | 104.2526 | 42.0812 | 100.635 | 89.5095 | 4.4515 | 146.82 | 430.619 | 34.9953 | 276.1468 | 467.1976 | 135.7391
[48 empty] | 2564 | 104.2526 | 42.0812 | 100.635 | 89.5095 | 4.4515 | 146.82 | 430.619 | 34.9953 | 276.1468 | 467.1976 | 135.7391
[48 empty] | 2565 | 104.2526 | 42.0812 | 100.635 | 89.5095 | 4.4515 | 146.82 | 430.619 | 34.9953 | 276.1468 | 467.1976 | 135.7391
[48 empty] | 2566 | 104.2526 | 42.0812 | 100.635 | 89.5095 | 4.4515 | 146.82 | 430.619 | 34.9953 | 276.1468 | 467.1976 | 135.7391
[48 empty] | 2567 | 104.2526 | 42.0812 | 100.635 | 89.5095 | 4.4515 | 146.82 | 430.619 | 34.9953 | 276.1468 | 467.1976 | 135.7391
[48 empty] | 2568 | 104.2526 | 42.0812 | 100.635 | 89.5095 | 4.4515 | 146.82 | 430.619 | 34.9953 | 276.1468 | 467.1976 | 135.7391
[48 empty] | 2569 | 105.2737 | 42.1063 | 100.47 | 90.4 | 4.8308 | 151.02 | 439.1429 | 36.8373 | 295.7683 | 483.1518 | 134.2888
[48 empty] | 2570 | 105.2737 | 42.1063 | 100.47 | 90.4 | 4.8308 | 151.02 | 439.1429 | 36.8373 | 295.7683 | 483.1518 | 134.2888
[48 empty] | 2571 | 105.2737 | 42.1063 | 100.47 | 90.4 | 4.8308 | 151.02 | 439.1429 | 36.8373 | 295.7683 | 483.1518 | 134.2888
[48 empty] | 2572 | 105.2737 | 42.1063 | 100.47 | 90.4 | 4.8308 | 151.02 | 439.1429 | 36.8373 | 295.7683 | 483.1518 | 134.2888
[48 empty] | 2573 | 105.2737 | 42.1063 | 100.47 | 90.4 | 4.8308 | 151.02 | 439.1429 | 36.8373 | 295.7683 | 483.1518 | 134.2888
[48 empty] | 2574 | 105.2737 | 42.1063 | 100.47 | 90.4 | 4.8308 | 151.02 | 439.1429 | 36.8373 | 295.7683 | 483.1518 | 134.2888
[48 empty] | 2575 | 105.2737 | 42.1063 | 100.47 | 90.4 | 4.8308 | 151.02 | 439.1429 | 36.8373 | 295.7683 | 483.1518 | 134.2888
[48 empty] | 2576 | 105.2737 | 42.1063 | 100.47 | 90.4 | 4.8308 | 151.02 | 439.1429 | 36.8373 | 295.7683 | 483.1518 | 134.2888
[48 empty] | 2577 | 105.2737 | 42.1063 | 100.47 | 90.4 | 4.8308 | 151.02 | 439.1429 | 36.8373 | 295.7683 | 483.1518 | 134.2888
[48 empty] | 2578 | 105.2737 | 42.1063 | 100.47 | 90.4 | 4.8308 | 151.02 | 439.1429 | 36.8373 | 295.7683 | 483.1518 | 134.2888
[48 empty] | 2579 | 105.2737 | 42.1063 | 100.47 | 90.4 | 4.8308 | 151.02 | 439.1429 | 36.8373 | 295.7683 | 483.1518 | 134.2888
[48 empty] | 2580 | 105.2737 | 42.1063 | 100.47 | 90.4 | 4.8308 | 151.02 | 439.1429 | 36.8373 | 295.7683 | 483.1518 | 134.2888
[48 empty] | 2581 | 105.2737 | 42.1063 | 100.47 | 90.4 | 4.8308 | 151.02 | 439.1429 | 36.8373 | 295.7683 | 483.1518 | 134.2888
[48 empty] | 2582 | 105.2737 | 42.1063 | 100.47 | 90.4 | 4.8308 | 151.02 | 439.1429 | 36.8373 | 295.7683 | 483.1518 | 134.2888
[48 empty] | 2583 | 105.2737 | 42.1063 | 100.47 | 90.4 | 4.8308 | 151.02 | 439.1429 | 36.8373 | 295.7683 | 483.1518 | 134.2888
[48 empty] | 2584 | 105.2737 | 42.1063 | 100.47 | 90.4 | 4.8308 | 151.02 | 439.1429 | 36.8373 | 295.7683 | 483.1518 | 134.2888
[48 empty] | 2585 | 105.2737 | 42.1063 | 100.47 | 90.4 | 4.8308 | 151.02 | 439.1429 | 36.8373 | 295.7683 | 483.1518 | 134.2888
[48 empty] | 2586 | 105.2737 | 42.1063 | 100.47 | 90.4 | 4.8308 | 151.02 | 439.1429 | 36.8373 | 295.7683 | 483.1518 | 134.2888
[48 empty] | 2587 | 105.2737 | 42.1063 | 100.47 | 90.4 | 4.8308 | 151.02 | 439.1429 | 36.8373 | 295.7683 | 483.1518 | 134.2888
[48 empty] | 2588 | 105.2737 | 42.1063 | 100.47 | 90.4 | 4.8308 | 151.02 | 439.1429 | 36.8373 | 295.7683 | 483.1518 | 134.2888
[48 empty] | 2589 | 105.2737 | 42.1063 | 100.47 | 90.4 | 4.8308 | 151.02 | 439.1429 | 36.8373 | 295.7683 | 483.1518 | 134.2888
[48 empty] | 2590 | 105.2737 | 42.1063 | 100.47 | 90.4 | 4.8308 | 151.02 | 439.1429 | 36.8373 | 295.7683 | 483.1518 | 134.2888
[48 empty] | 2591 | 105.2737 | 42.1063 | 100.47 | 90.4 | 4.8308 | 151.02 | 439.1429 | 36.8373 | 295.7683 | 483.1518 | 134.2888
[48 empty] | 2592 | 105.2737 | 42.1063 | 100.47 | 90.4 | 4.8308 | 151.02 | 439.1429 | 36.8373 | 295.7683 | 483.1518 | 134.2888
[48 empty] | 2593 | 108 | 42.15 | 100.355 | 91.3381 | 6.9923 | 155.0429 | 446.5238 | 39.2547 | 309.7596 | 473.5501 | 136.5202
[48 empty] | 2594 | 108 | 42.15 | 100.355 | 91.3381 | 6.9923 | 155.0429 | 446.5238 | 39.2547 | 309.7596 | 473.5501 | 136.5202
[48 empty] | 2595 | 108 | 42.15 | 100.355 | 91.3381 | 6.9923 | 155.0429 | 446.5238 | 39.2547 | 309.7596 | 473.5501 | 136.5202
[48 empty] | 2596 | 108 | 42.15 | 100.355 | 91.3381 | 6.9923 | 155.0429 | 446.5238 | 39.2547 | 309.7596 | 473.5501 | 136.5202
[48 empty] | 2597 | 108 | 42.15 | 100.355 | 91.3381 | 6.9923 | 155.0429 | 446.5238 | 39.2547 | 309.7596 | 473.5501 | 136.5202
[48 empty] | 2598 | 108 | 42.15 | 100.355 | 91.3381 | 6.9923 | 155.0429 | 446.5238 | 39.2547 | 309.7596 | 473.5501 | 136.5202
[48 empty] | 2599 | 108 | 42.15 | 100.355 | 91.3381 | 6.9923 | 155.0429 | 446.5238 | 39.2547 | 309.7596 | 473.5501 | 136.5202
[48 empty] | 2600 | 108 | 42.15 | 100.355 | 91.3381 | 6.9923 | 155.0429 | 446.5238 | 39.2547 | 309.7596 | 473.5501 | 136.5202
[48 empty] | 2601 | 108 | 42.15 | 100.355 | 91.3381 | 6.9923 | 155.0429 | 446.5238 | 39.2547 | 309.7596 | 473.5501 | 136.5202
[48 empty] | 2602 | 108 | 42.15 | 100.355 | 91.3381 | 6.9923 | 155.0429 | 446.5238 | 39.2547 | 309.7596 | 473.5501 | 136.5202
[48 empty] | 2603 | 108 | 42.15 | 100.355 | 91.3381 | 6.9923 | 155.0429 | 446.5238 | 39.2547 | 309.7596 | 473.5501 | 136.5202
[48 empty] | 2604 | 108 | 42.15 | 100.355 | 91.3381 | 6.9923 | 155.0429 | 446.5238 | 39.2547 | 309.7596 | 473.5501 | 136.5202
[48 empty] | 2605 | 108 | 42.15 | 100.355 | 91.3381 | 6.9923 | 155.0429 | 446.5238 | 39.2547 | 309.7596 | 473.5501 | 136.5202
[48 empty] | 2606 | 108 | 42.15 | 100.355 | 91.3381 | 6.9923 | 155.0429 | 446.5238 | 39.2547 | 309.7596 | 473.5501 | 136.5202
[48 empty] | 2607 | 108 | 42.15 | 100.355 | 91.3381 | 6.9923 | 155.0429 | 446.5238 | 39.2547 | 309.7596 | 473.5501 | 136.5202
[48 empty] | 2608 | 108 | 42.15 | 100.355 | 91.3381 | 6.9923 | 155.0429 | 446.5238 | 39.2547 | 309.7596 | 473.5501 | 136.5202
[48 empty] | 2609 | 108 | 42.15 | 100.355 | 91.3381 | 6.9923 | 155.0429 | 446.5238 | 39.2547 | 309.7596 | 473.5501 | 136.5202
[48 empty] | 2610 | 108 | 42.15 | 100.355 | 91.3381 | 6.9923 | 155.0429 | 446.5238 | 39.2547 | 309.7596 | 473.5501 | 136.5202
[48 empty] | 2611 | 108 | 42.15 | 100.355 | 91.3381 | 6.9923 | 155.0429 | 446.5238 | 39.2547 | 309.7596 | 473.5501 | 136.5202
[48 empty] | 2612 | 108 | 42.15 | 100.355 | 91.3381 | 6.9923 | 155.0429 | 446.5238 | 39.2547 | 309.7596 | 473.5501 | 136.5202
[48 empty] | 2613 | 108 | 42.15 | 100.355 | 91.3381 | 6.9923 | 155.0429 | 446.5238 | 39.2547 | 309.7596 | 473.5501 | 136.5202
[48 empty] | 2614 | 108 | 42.15 | 100.355 | 91.3381 | 6.9923 | 155.0429 | 446.5238 | 39.2547 | 309.7596 | 473.5501 | 136.5202
[48 empty] | 2615 | 108 | 42.15 | 100.355 | 91.3381 | 6.9923 | 155.0429 | 446.5238 | 39.2547 | 309.7596 | 473.5501 | 136.5202
[48 empty] | 2616 | 108 | 42.15 | 100.355 | 91.3381 | 6.9923 | 155.0429 | 446.5238 | 39.2547 | 309.7596 | 473.5501 | 136.5202
[48 empty] | 2617 | 112.4632 | 42.175 | 100.385 | 92.4571 | 9.2508 | 164.645 | 457.3333 | 42.173 | 316.8922 | 477.6521 | 141.9182
[48 empty] | 2618 | 112.4632 | 42.175 | 100.385 | 92.4571 | 9.2508 | 164.645 | 457.3333 | 42.173 | 316.8922 | 477.6521 | 141.9182
[48 empty] | 2619 | 112.4632 | 42.175 | 100.385 | 92.4571 | 9.2508 | 164.645 | 457.3333 | 42.173 | 316.8922 | 477.6521 | 141.9182
[48 empty] | 2620 | 112.4632 | 42.175 | 100.385 | 92.4571 | 9.2508 | 164.645 | 457.3333 | 42.173 | 316.8922 | 477.6521 | 141.9182
[48 empty] | 2621 | 112.4632 | 42.175 | 100.385 | 92.4571 | 9.2508 | 164.645 | 457.3333 | 42.173 | 316.8922 | 477.6521 | 141.9182
[48 empty] | 2622 | 112.4632 | 42.175 | 100.385 | 92.4571 | 9.2508 | 164.645 | 457.3333 | 42.173 | 316.8922 | 477.6521 | 141.9182
[48 empty] | 2623 | 112.4632 | 42.175 | 100.385 | 92.4571 | 9.2508 | 164.645 | 457.3333 | 42.173 | 316.8922 | 477.6521 | 141.9182
[48 empty] | 2624 | 112.4632 | 42.175 | 100.385 | 92.4571 | 9.2508 | 164.645 | 457.3333 | 42.173 | 316.8922 | 477.6521 | 141.9182
[48 empty] | 2625 | 112.4632 | 42.175 | 100.385 | 92.4571 | 9.2508 | 164.645 | 457.3333 | 42.173 | 316.8922 | 477.6521 | 141.9182
[48 empty] | 2626 | 112.4632 | 42.175 | 100.385 | 92.4571 | 9.2508 | 164.645 | 457.3333 | 42.173 | 316.8922 | 477.6521 | 141.9182
[48 empty] | 2627 | 112.4632 | 42.175 | 100.385 | 92.4571 | 9.2508 | 164.645 | 457.3333 | 42.173 | 316.8922 | 477.6521 | 141.9182
[48 empty] | 2628 | 112.4632 | 42.175 | 100.385 | 92.4571 | 9.2508 | 164.645 | 457.3333 | 42.173 | 316.8922 | 477.6521 | 141.9182
[48 empty] | 2629 | 112.4632 | 42.175 | 100.385 | 92.4571 | 9.2508 | 164.645 | 457.3333 | 42.173 | 316.8922 | 477.6521 | 141.9182
[48 empty] | 2630 | 112.4632 | 42.175 | 100.385 | 92.4571 | 9.2508 | 164.645 | 457.3333 | 42.173 | 316.8922 | 477.6521 | 141.9182
[48 empty] | 2631 | 112.4632 | 42.175 | 100.385 | 92.4571 | 9.2508 | 164.645 | 457.3333 | 42.173 | 316.8922 | 477.6521 | 141.9182
[48 empty] | 2632 | 112.4632 | 42.175 | 100.385 | 92.4571 | 9.2508 | 164.645 | 457.3333 | 42.173 | 316.8922 | 477.6521 | 141.9182
[48 empty] | 2633 | 112.4632 | 42.175 | 100.385 | 92.4571 | 9.2508 | 164.645 | 457.3333 | 42.173 | 316.8922 | 477.6521 | 141.9182
[48 empty] | 2634 | 112.4632 | 42.175 | 100.385 | 92.4571 | 9.2508 | 164.645 | 457.3333 | 42.173 | 316.8922 | 477.6521 | 141.9182
[48 empty] | 2635 | 112.4632 | 42.175 | 100.385 | 92.4571 | 9.2508 | 164.645 | 457.3333 | 42.173 | 316.8922 | 477.6521 | 141.9182
[48 empty] | 2636 | 112.4632 | 42.175 | 100.385 | 92.4571 | 9.2508 | 164.645 | 457.3333 | 42.173 | 316.8922 | 477.6521 | 141.9182
[48 empty] | 2637 | 112.4632 | 42.175 | 100.385 | 92.4571 | 9.2508 | 164.645 | 457.3333 | 42.173 | 316.8922 | 477.6521 | 141.9182
[48 empty] | 2638 | 112.4632 | 42.175 | 100.385 | 92.4571 | 9.2508 | 164.645 | 457.3333 | 42.173 | 316.8922 | 477.6521 | 141.9182
[48 empty] | 2639 | 112.4632 | 42.175 | 100.385 | 92.4571 | 9.2508 | 164.645 | 457.3333 | 42.173 | 316.8922 | 477.6521 | 141.9182
[48 empty] | 2640 | 112.4632 | 42.175 | 100.385 | 92.4571 | 9.2508 | 164.645 | 457.3333 | 42.173 | 316.8922 | 477.6521 | 141.9182
[48 empty] | 2641 | 118.8105 | 42.2625 | 100.565 | 94.2095 | 11.3792 | 178.165 | 471.7619 | 47.0517 | 324.6003 | 522.7171 | 147.2107
[48 empty] | 2642 | 118.8105 | 42.2625 | 100.565 | 94.2095 | 11.3792 | 178.165 | 471.7619 | 47.0517 | 324.6003 | 522.7171 | 147.2107
[48 empty] | 2643 | 118.8105 | 42.2625 | 100.565 | 94.2095 | 11.3792 | 178.165 | 471.7619 | 47.0517 | 324.6003 | 522.7171 | 147.2107
[48 empty] | 2644 | 118.8105 | 42.2625 | 100.565 | 94.2095 | 11.3792 | 178.165 | 471.7619 | 47.0517 | 324.6003 | 522.7171 | 147.2107
[48 empty] | 2645 | 118.8105 | 42.2625 | 100.565 | 94.2095 | 11.3792 | 178.165 | 471.7619 | 47.0517 | 324.6003 | 522.7171 | 147.2107
[48 empty] | 2646 | 118.8105 | 42.2625 | 100.565 | 94.2095 | 11.3792 | 178.165 | 471.7619 | 47.0517 | 324.6003 | 522.7171 | 147.2107
[48 empty] | 2647 | 118.8105 | 42.2625 | 100.565 | 94.2095 | 11.3792 | 178.165 | 471.7619 | 47.0517 | 324.6003 | 522.7171 | 147.2107
[48 empty] | 2648 | 118.8105 | 42.2625 | 100.565 | 94.2095 | 11.3792 | 178.165 | 471.7619 | 47.0517 | 324.6003 | 522.7171 | 147.2107
[48 empty] | 2649 | 118.8105 | 42.2625 | 100.565 | 94.2095 | 11.3792 | 178.165 | 471.7619 | 47.0517 | 324.6003 | 522.7171 | 147.2107
[48 empty] | 2650 | 118.8105 | 42.2625 | 100.565 | 94.2095 | 11.3792 | 178.165 | 471.7619 | 47.0517 | 324.6003 | 522.7171 | 147.2107
[48 empty] | 2651 | 118.8105 | 42.2625 | 100.565 | 94.2095 | 11.3792 | 178.165 | 471.7619 | 47.0517 | 324.6003 | 522.7171 | 147.2107
[48 empty] | 2652 | 118.8105 | 42.2625 | 100.565 | 94.2095 | 11.3792 | 178.165 | 471.7619 | 47.0517 | 324.6003 | 522.7171 | 147.2107
[48 empty] | 2653 | 118.8105 | 42.2625 | 100.565 | 94.2095 | 11.3792 | 178.165 | 471.7619 | 47.0517 | 324.6003 | 522.7171 | 147.2107
[48 empty] | 2654 | 118.8105 | 42.2625 | 100.565 | 94.2095 | 11.3792 | 178.165 | 471.7619 | 47.0517 | 324.6003 | 522.7171 | 147.2107
[48 empty] | 2655 | 118.8105 | 42.2625 | 100.565 | 94.2095 | 11.3792 | 178.165 | 471.7619 | 47.0517 | 324.6003 | 522.7171 | 147.2107
[48 empty] | 2656 | 118.8105 | 42.2625 | 100.565 | 94.2095 | 11.3792 | 178.165 | 471.7619 | 47.0517 | 324.6003 | 522.7171 | 147.2107
[48 empty] | 2657 | 118.8105 | 42.2625 | 100.565 | 94.2095 | 11.3792 | 178.165 | 471.7619 | 47.0517 | 324.6003 | 522.7171 | 147.2107
[48 empty] | 2658 | 118.8105 | 42.2625 | 100.565 | 94.2095 | 11.3792 | 178.165 | 471.7619 | 47.0517 | 324.6003 | 522.7171 | 147.2107
[48 empty] | 2659 | 118.8105 | 42.2625 | 100.565 | 94.2095 | 11.3792 | 178.165 | 471.7619 | 47.0517 | 324.6003 | 522.7171 | 147.2107
[48 empty] | 2660 | 118.8105 | 42.2625 | 100.565 | 94.2095 | 11.3792 | 178.165 | 471.7619 | 47.0517 | 324.6003 | 522.7171 | 147.2107
[48 empty] | 2661 | 118.8105 | 42.2625 | 100.565 | 94.2095 | 11.3792 | 178.165 | 471.7619 | 47.0517 | 324.6003 | 522.7171 | 147.2107
[48 empty] | 2662 | 118.8105 | 42.2625 | 100.565 | 94.2095 | 11.3792 | 178.165 | 471.7619 | 47.0517 | 324.6003 | 522.7171 | 147.2107
[48 empty] | 2663 | 118.8105 | 42.2625 | 100.565 | 94.2095 | 11.3792 | 178.165 | 471.7619 | 47.0517 | 324.6003 | 522.7171 | 147.2107
[48 empty] | 2664 | 118.8105 | 42.2625 | 100.565 | 94.2095 | 11.3792 | 178.165 | 471.7619 | 47.0517 | 324.6003 | 522.7171 | 147.2107
[48 empty] | 2665 | 125.8316 | 42.475 | 100.845 | 96.6143 | 15.2238 | 194.225 | 488.2857 | 54.1583 | 331.2517 | 557.7301 | 153.4725
[48 empty] | 2666 | 125.8316 | 42.475 | 100.845 | 96.6143 | 15.2238 | 194.225 | 488.2857 | 54.1583 | 331.2517 | 557.7301 | 153.4725
[48 empty] | 2667 | 125.8316 | 42.475 | 100.845 | 96.6143 | 15.2238 | 194.225 | 488.2857 | 54.1583 | 331.2517 | 557.7301 | 153.4725
[48 empty] | 2668 | 125.8316 | 42.475 | 100.845 | 96.6143 | 15.2238 | 194.225 | 488.2857 | 54.1583 | 331.2517 | 557.7301 | 153.4725
[48 empty] | 2669 | 125.8316 | 42.475 | 100.845 | 96.6143 | 15.2238 | 194.225 | 488.2857 | 54.1583 | 331.2517 | 557.7301 | 153.4725
[48 empty] | 2670 | 125.8316 | 42.475 | 100.845 | 96.6143 | 15.2238 | 194.225 | 488.2857 | 54.1583 | 331.2517 | 557.7301 | 153.4725
[48 empty] | 2671 | 125.8316 | 42.475 | 100.845 | 96.6143 | 15.2238 | 194.225 | 488.2857 | 54.1583 | 331.2517 | 557.7301 | 153.4725
[48 empty] | 2672 | 125.8316 | 42.475 | 100.845 | 96.6143 | 15.2238 | 194.225 | 488.2857 | 54.1583 | 331.2517 | 557.7301 | 153.4725
[48 empty] | 2673 | 125.8316 | 42.475 | 100.845 | 96.6143 | 15.2238 | 194.225 | 488.2857 | 54.1583 | 331.2517 | 557.7301 | 153.4725
[48 empty] | 2674 | 125.8316 | 42.475 | 100.845 | 96.6143 | 15.2238 | 194.225 | 488.2857 | 54.1583 | 331.2517 | 557.7301 | 153.4725
[48 empty] | 2675 | 125.8316 | 42.475 | 100.845 | 96.6143 | 15.2238 | 194.225 | 488.2857 | 54.1583 | 331.2517 | 557.7301 | 153.4725
[48 empty] | 2676 | 125.8316 | 42.475 | 100.845 | 96.6143 | 15.2238 | 194.225 | 488.2857 | 54.1583 | 331.2517 | 557.7301 | 153.4725
[48 empty] | 2677 | 125.8316 | 42.475 | 100.845 | 96.6143 | 15.2238 | 194.225 | 488.2857 | 54.1583 | 331.2517 | 557.7301 | 153.4725
[48 empty] | 2678 | 125.8316 | 42.475 | 100.845 | 96.6143 | 15.2238 | 194.225 | 488.2857 | 54.1583 | 331.2517 | 557.7301 | 153.4725
[48 empty] | 2679 | 125.8316 | 42.475 | 100.845 | 96.6143 | 15.2238 | 194.225 | 488.2857 | 54.1583 | 331.2517 | 557.7301 | 153.4725
[48 empty] | 2680 | 125.8316 | 42.475 | 100.845 | 96.6143 | 15.2238 | 194.225 | 488.2857 | 54.1583 | 331.2517 | 557.7301 | 153.4725
[48 empty] | 2681 | 125.8316 | 42.475 | 100.845 | 96.6143 | 15.2238 | 194.225 | 488.2857 | 54.1583 | 331.2517 | 557.7301 | 153.4725
[48 empty] | 2682 | 125.8316 | 42.475 | 100.845 | 96.6143 | 15.2238 | 194.225 | 488.2857 | 54.1583 | 331.2517 | 557.7301 | 153.4725
[48 empty] | 2683 | 125.8316 | 42.475 | 100.845 | 96.6143 | 15.2238 | 194.225 | 488.2857 | 54.1583 | 331.2517 | 557.7301 | 153.4725
[48 empty] | 2684 | 125.8316 | 42.475 | 100.845 | 96.6143 | 15.2238 | 194.225 | 488.2857 | 54.1583 | 331.2517 | 557.7301 | 153.4725
[48 empty] | 2685 | 125.8316 | 42.475 | 100.845 | 96.6143 | 15.2238 | 194.225 | 488.2857 | 54.1583 | 331.2517 | 557.7301 | 153.4725
[48 empty] | 2686 | 125.8316 | 42.475 | 100.845 | 96.6143 | 15.2238 | 194.225 | 488.2857 | 54.1583 | 331.2517 | 557.7301 | 153.4725
[48 empty] | 2687 | 125.8316 | 42.475 | 100.845 | 96.6143 | 15.2238 | 194.225 | 488.2857 | 54.1583 | 331.2517 | 557.7301 | 153.4725
[48 empty] | 2688 | 125.8316 | 42.475 | 100.845 | 96.6143 | 15.2238 | 194.225 | 488.2857 | 54.1583 | 331.2517 | 557.7301 | 153.4725
[48 empty] | 2689 | 134.0789 | 42.9062 | 101.285 | 100.3571 | 20.6131 | 219 | 509.1905 | 65.2077 | 326.5397 | 598.5888 | 163.1063
[48 empty] | 2690 | 134.0789 | 42.9062 | 101.285 | 100.3571 | 20.6131 | 219 | 509.1905 | 65.2077 | 326.5397 | 598.5888 | 163.1063
[48 empty] | 2691 | 134.0789 | 42.9062 | 101.285 | 100.3571 | 20.6131 | 219 | 509.1905 | 65.2077 | 326.5397 | 598.5888 | 163.1063
[48 empty] | 2692 | 134.0789 | 42.9062 | 101.285 | 100.3571 | 20.6131 | 219 | 509.1905 | 65.2077 | 326.5397 | 598.5888 | 163.1063
[48 empty] | 2693 | 134.0789 | 42.9062 | 101.285 | 100.3571 | 20.6131 | 219 | 509.1905 | 65.2077 | 326.5397 | 598.5888 | 163.1063
[48 empty] | 2694 | 134.0789 | 42.9062 | 101.285 | 100.3571 | 20.6131 | 219 | 509.1905 | 65.2077 | 326.5397 | 598.5888 | 163.1063
[48 empty] | 2695 | 134.0789 | 42.9062 | 101.285 | 100.3571 | 20.6131 | 219 | 509.1905 | 65.2077 | 326.5397 | 598.5888 | 163.1063
[48 empty] | 2696 | 134.0789 | 42.9062 | 101.285 | 100.3571 | 20.6131 | 219 | 509.1905 | 65.2077 | 326.5397 | 598.5888 | 163.1063
[48 empty] | 2697 | 134.0789 | 42.9062 | 101.285 | 100.3571 | 20.6131 | 219 | 509.1905 | 65.2077 | 326.5397 | 598.5888 | 163.1063
[48 empty] | 2698 | 134.0789 | 42.9062 | 101.285 | 100.3571 | 20.6131 | 219 | 509.1905 | 65.2077 | 326.5397 | 598.5888 | 163.1063
[48 empty] | 2699 | 134.0789 | 42.9062 | 101.285 | 100.3571 | 20.6131 | 219 | 509.1905 | 65.2077 | 326.5397 | 598.5888 | 163.1063
[48 empty] | 2700 | 134.0789 | 42.9062 | 101.285 | 100.3571 | 20.6131 | 219 | 509.1905 | 65.2077 | 326.5397 | 598.5888 | 163.1063
[48 empty] | 2701 | 134.0789 | 42.9062 | 101.285 | 100.3571 | 20.6131 | 219 | 509.1905 | 65.2077 | 326.5397 | 598.5888 | 163.1063
[48 empty] | 2702 | 134.0789 | 42.9062 | 101.285 | 100.3571 | 20.6131 | 219 | 509.1905 | 65.2077 | 326.5397 | 598.5888 | 163.1063
[48 empty] | 2703 | 134.0789 | 42.9062 | 101.285 | 100.3571 | 20.6131 | 219 | 509.1905 | 65.2077 | 326.5397 | 598.5888 | 163.1063
[48 empty] | 2704 | 134.0789 | 42.9062 | 101.285 | 100.3571 | 20.6131 | 219 | 509.1905 | 65.2077 | 326.5397 | 598.5888 | 163.1063
[48 empty] | 2705 | 134.0789 | 42.9062 | 101.285 | 100.3571 | 20.6131 | 219 | 509.1905 | 65.2077 | 326.5397 | 598.5888 | 163.1063
[48 empty] | 2706 | 134.0789 | 42.9062 | 101.285 | 100.3571 | 20.6131 | 219 | 509.1905 | 65.2077 | 326.5397 | 598.5888 | 163.1063
[48 empty] | 2707 | 134.0789 | 42.9062 | 101.285 | 100.3571 | 20.6131 | 219 | 509.1905 | 65.2077 | 326.5397 | 598.5888 | 163.1063
[48 empty] | 2708 | 134.0789 | 42.9062 | 101.285 | 100.3571 | 20.6131 | 219 | 509.1905 | 65.2077 | 326.5397 | 598.5888 | 163.1063
[48 empty] | 2709 | 134.0789 | 42.9062 | 101.285 | 100.3571 | 20.6131 | 219 | 509.1905 | 65.2077 | 326.5397 | 598.5888 | 163.1063
[48 empty] | 2710 | 134.0789 | 42.9062 | 101.285 | 100.3571 | 20.6131 | 219 | 509.1905 | 65.2077 | 326.5397 | 598.5888 | 163.1063
[48 empty] | 2711 | 134.0789 | 42.9062 | 101.285 | 100.3571 | 20.6131 | 219 | 509.1905 | 65.2077 | 326.5397 | 598.5888 | 163.1063
[48 empty] | 2712 | 134.0789 | 42.9062 | 101.285 | 100.3571 | 20.6131 | 219 | 509.1905 | 65.2077 | 326.5397 | 598.5888 | 163.1063
[48 empty] | 2713 | 144.6 | 43.3687 | 102.605 | 104.1286 | 25.4208 | 248.185 | 532.9048 | 77.11 | 327.4234 | 634.9622 | 170.8346
[48 empty] | 2714 | 144.6 | 43.3687 | 102.605 | 104.1286 | 25.4208 | 248.185 | 532.9048 | 77.11 | 327.4234 | 634.9622 | 170.8346
[48 empty] | 2715 | 144.6 | 43.3687 | 102.605 | 104.1286 | 25.4208 | 248.185 | 532.9048 | 77.11 | 327.4234 | 634.9622 | 170.8346
[48 empty] | 2716 | 144.6 | 43.3687 | 102.605 | 104.1286 | 25.4208 | 248.185 | 532.9048 | 77.11 | 327.4234 | 634.9622 | 170.8346
[48 empty] | 2717 | 144.6 | 43.3687 | 102.605 | 104.1286 | 25.4208 | 248.185 | 532.9048 | 77.11 | 327.4234 | 634.9622 | 170.8346
[48 empty] | 2718 | 144.6 | 43.3687 | 102.605 | 104.1286 | 25.4208 | 248.185 | 532.9048 | 77.11 | 327.4234 | 634.9622 | 170.8346
[48 empty] | 2719 | 144.6 | 43.3687 | 102.605 | 104.1286 | 25.4208 | 248.185 | 532.9048 | 77.11 | 327.4234 | 634.9622 | 170.8346
[48 empty] | 2720 | 144.6 | 43.3687 | 102.605 | 104.1286 | 25.4208 | 248.185 | 532.9048 | 77.11 | 327.4234 | 634.9622 | 170.8346
[48 empty] | 2721 | 144.6 | 43.3687 | 102.605 | 104.1286 | 25.4208 | 248.185 | 532.9048 | 77.11 | 327.4234 | 634.9622 | 170.8346
[48 empty] | 2722 | 144.6 | 43.3687 | 102.605 | 104.1286 | 25.4208 | 248.185 | 532.9048 | 77.11 | 327.4234 | 634.9622 | 170.8346
[48 empty] | 2723 | 144.6 | 43.3687 | 102.605 | 104.1286 | 25.4208 | 248.185 | 532.9048 | 77.11 | 327.4234 | 634.9622 | 170.8346
[48 empty] | 2724 | 144.6 | 43.3687 | 102.605 | 104.1286 | 25.4208 | 248.185 | 532.9048 | 77.11 | 327.4234 | 634.9622 | 170.8346
[48 empty] | 2725 | 144.6 | 43.3687 | 102.605 | 104.1286 | 25.4208 | 248.185 | 532.9048 | 77.11 | 327.4234 | 634.9622 | 170.8346
[48 empty] | 2726 | 144.6 | 43.3687 | 102.605 | 104.1286 | 25.4208 | 248.185 | 532.9048 | 77.11 | 327.4234 | 634.9622 | 170.8346
[48 empty] | 2727 | 144.6 | 43.3687 | 102.605 | 104.1286 | 25.4208 | 248.185 | 532.9048 | 77.11 | 327.4234 | 634.9622 | 170.8346
[48 empty] | 2728 | 144.6 | 43.3687 | 102.605 | 104.1286 | 25.4208 | 248.185 | 532.9048 | 77.11 | 327.4234 | 634.9622 | 170.8346
[48 empty] | 2729 | 144.6 | 43.3687 | 102.605 | 104.1286 | 25.4208 | 248.185 | 532.9048 | 77.11 | 327.4234 | 634.9622 | 170.8346
[48 empty] | 2730 | 144.6 | 43.3687 | 102.605 | 104.1286 | 25.4208 | 248.185 | 532.9048 | 77.11 | 327.4234 | 634.9622 | 170.8346
[48 empty] | 2731 | 144.6 | 43.3687 | 102.605 | 104.1286 | 25.4208 | 248.185 | 532.9048 | 77.11 | 327.4234 | 634.9622 | 170.8346
[48 empty] | 2732 | 144.6 | 43.3687 | 102.605 | 104.1286 | 25.4208 | 248.185 | 532.9048 | 77.11 | 327.4234 | 634.9622 | 170.8346
[48 empty] | 2733 | 144.6 | 43.3687 | 102.605 | 104.1286 | 25.4208 | 248.185 | 532.9048 | 77.11 | 327.4234 | 634.9622 | 170.8346
[48 empty] | 2734 | 144.6 | 43.3687 | 102.605 | 104.1286 | 25.4208 | 248.185 | 532.9048 | 77.11 | 327.4234 | 634.9622 | 170.8346
[48 empty] | 2735 | 144.6 | 43.3687 | 102.605 | 104.1286 | 25.4208 | 248.185 | 532.9048 | 77.11 | 327.4234 | 634.9622 | 170.8346
[48 empty] | 2736 | 144.6 | 43.3687 | 102.605 | 104.1286 | 25.4208 | 248.185 | 532.9048 | 77.11 | 327.4234 | 634.9622 | 170.8346
[48 empty] | 2737 | 155.1842 | 44.1938 | 103.645 | 109.2476 | 31.5338 | 278.85 | 554.7619 | 88.2037 | 341.2894 | 658.5459 | 177.2409
[48 empty] | 2738 | 155.1842 | 44.1938 | 103.645 | 109.2476 | 31.5338 | 278.85 | 554.7619 | 88.2037 | 341.2894 | 658.5459 | 177.2409
[48 empty] | 2739 | 155.1842 | 44.1938 | 103.645 | 109.2476 | 31.5338 | 278.85 | 554.7619 | 88.2037 | 341.2894 | 658.5459 | 177.2409
[48 empty] | 2740 | 155.1842 | 44.1938 | 103.645 | 109.2476 | 31.5338 | 278.85 | 554.7619 | 88.2037 | 341.2894 | 658.5459 | 177.2409
[48 empty] | 2741 | 155.1842 | 44.1938 | 103.645 | 109.2476 | 31.5338 | 278.85 | 554.7619 | 88.2037 | 341.2894 | 658.5459 | 177.2409
[48 empty] | 2742 | 155.1842 | 44.1938 | 103.645 | 109.2476 | 31.5338 | 278.85 | 554.7619 | 88.2037 | 341.2894 | 658.5459 | 177.2409
[48 empty] | 2743 | 155.1842 | 44.1938 | 103.645 | 109.2476 | 31.5338 | 278.85 | 554.7619 | 88.2037 | 341.2894 | 658.5459 | 177.2409
[48 empty] | 2744 | 155.1842 | 44.1938 | 103.645 | 109.2476 | 31.5338 | 278.85 | 554.7619 | 88.2037 | 341.2894 | 658.5459 | 177.2409
[48 empty] | 2745 | 155.1842 | 44.1938 | 103.645 | 109.2476 | 31.5338 | 278.85 | 554.7619 | 88.2037 | 341.2894 | 658.5459 | 177.2409
[48 empty] | 2746 | 155.1842 | 44.1938 | 103.645 | 109.2476 | 31.5338 | 278.85 | 554.7619 | 88.2037 | 341.2894 | 658.5459 | 177.2409
[48 empty] | 2747 | 155.1842 | 44.1938 | 103.645 | 109.2476 | 31.5338 | 278.85 | 554.7619 | 88.2037 | 341.2894 | 658.5459 | 177.2409
[48 empty] | 2748 | 155.1842 | 44.1938 | 103.645 | 109.2476 | 31.5338 | 278.85 | 554.7619 | 88.2037 | 341.2894 | 658.5459 | 177.2409
[48 empty] | 2749 | 155.1842 | 44.1938 | 103.645 | 109.2476 | 31.5338 | 278.85 | 554.7619 | 88.2037 | 341.2894 | 658.5459 | 177.2409
[48 empty] | 2750 | 155.1842 | 44.1938 | 103.645 | 109.2476 | 31.5338 | 278.85 | 554.7619 | 88.2037 | 341.2894 | 658.5459 | 177.2409
[48 empty] | 2751 | 155.1842 | 44.1938 | 103.645 | 109.2476 | 31.5338 | 278.85 | 554.7619 | 88.2037 | 341.2894 | 658.5459 | 177.2409
[48 empty] | 2752 | 155.1842 | 44.1938 | 103.645 | 109.2476 | 31.5338 | 278.85 | 554.7619 | 88.2037 | 341.2894 | 658.5459 | 177.2409
[48 empty] | 2753 | 155.1842 | 44.1938 | 103.645 | 109.2476 | 31.5338 | 278.85 | 554.7619 | 88.2037 | 341.2894 | 658.5459 | 177.2409
[48 empty] | 2754 | 155.1842 | 44.1938 | 103.645 | 109.2476 | 31.5338 | 278.85 | 554.7619 | 88.2037 | 341.2894 | 658.5459 | 177.2409
[48 empty] | 2755 | 155.1842 | 44.1938 | 103.645 | 109.2476 | 31.5338 | 278.85 | 554.7619 | 88.2037 | 341.2894 | 658.5459 | 177.2409
[48 empty] | 2756 | 155.1842 | 44.1938 | 103.645 | 109.2476 | 31.5338 | 278.85 | 554.7619 | 88.2037 | 341.2894 | 658.5459 | 177.2409
[48 empty] | 2757 | 155.1842 | 44.1938 | 103.645 | 109.2476 | 31.5338 | 278.85 | 554.7619 | 88.2037 | 341.2894 | 658.5459 | 177.2409
[48 empty] | 2758 | 155.1842 | 44.1938 | 103.645 | 109.2476 | 31.5338 | 278.85 | 554.7619 | 88.2037 | 341.2894 | 658.5459 | 177.2409
[48 empty] | 2759 | 155.1842 | 44.1938 | 103.645 | 109.2476 | 31.5338 | 278.85 | 554.7619 | 88.2037 | 341.2894 | 658.5459 | 177.2409
[48 empty] | 2760 | 155.1842 | 44.1938 | 103.645 | 109.2476 | 31.5338 | 278.85 | 554.7619 | 88.2037 | 341.2894 | 658.5459 | 177.2409
[48 empty] | 2761 | 167.1684 | 45.4125 | 104.895 | 115.3571 | 36.5377 | 314.85 | 581.4762 | 99.639 | 355.2228 | 646.9977 | 182.2915
[48 empty] | 2762 | 167.1684 | 45.4125 | 104.895 | 115.3571 | 36.5377 | 314.85 | 581.4762 | 99.639 | 355.2228 | 646.9977 | 182.2915
[48 empty] | 2763 | 167.1684 | 45.4125 | 104.895 | 115.3571 | 36.5377 | 314.85 | 581.4762 | 99.639 | 355.2228 | 646.9977 | 182.2915
[48 empty] | 2764 | 167.1684 | 45.4125 | 104.895 | 115.3571 | 36.5377 | 314.85 | 581.4762 | 99.639 | 355.2228 | 646.9977 | 182.2915
[48 empty] | 2765 | 167.1684 | 45.4125 | 104.895 | 115.3571 | 36.5377 | 314.85 | 581.4762 | 99.639 | 355.2228 | 646.9977 | 182.2915
[48 empty] | 2766 | 167.1684 | 45.4125 | 104.895 | 115.3571 | 36.5377 | 314.85 | 581.4762 | 99.639 | 355.2228 | 646.9977 | 182.2915
[48 empty] | 2767 | 167.1684 | 45.4125 | 104.895 | 115.3571 | 36.5377 | 314.85 | 581.4762 | 99.639 | 355.2228 | 646.9977 | 182.2915
[48 empty] | 2768 | 167.1684 | 45.4125 | 104.895 | 115.3571 | 36.5377 | 314.85 | 581.4762 | 99.639 | 355.2228 | 646.9977 | 182.2915
[48 empty] | 2769 | 167.1684 | 45.4125 | 104.895 | 115.3571 | 36.5377 | 314.85 | 581.4762 | 99.639 | 355.2228 | 646.9977 | 182.2915
[48 empty] | 2770 | 167.1684 | 45.4125 | 104.895 | 115.3571 | 36.5377 | 314.85 | 581.4762 | 99.639 | 355.2228 | 646.9977 | 182.2915
[48 empty] | 2771 | 167.1684 | 45.4125 | 104.895 | 115.3571 | 36.5377 | 314.85 | 581.4762 | 99.639 | 355.2228 | 646.9977 | 182.2915
[48 empty] | 2772 | 167.1684 | 45.4125 | 104.895 | 115.3571 | 36.5377 | 314.85 | 581.4762 | 99.639 | 355.2228 | 646.9977 | 182.2915
[48 empty] | 2773 | 167.1684 | 45.4125 | 104.895 | 115.3571 | 36.5377 | 314.85 | 581.4762 | 99.639 | 355.2228 | 646.9977 | 182.2915
[48 empty] | 2774 | 167.1684 | 45.4125 | 104.895 | 115.3571 | 36.5377 | 314.85 | 581.4762 | 99.639 | 355.2228 | 646.9977 | 182.2915
[48 empty] | 2775 | 167.1684 | 45.4125 | 104.895 | 115.3571 | 36.5377 | 314.85 | 581.4762 | 99.639 | 355.2228 | 646.9977 | 182.2915
[48 empty] | 2776 | 167.1684 | 45.4125 | 104.895 | 115.3571 | 36.5377 | 314.85 | 581.4762 | 99.639 | 355.2228 | 646.9977 | 182.2915
[48 empty] | 2777 | 167.1684 | 45.4125 | 104.895 | 115.3571 | 36.5377 | 314.85 | 581.4762 | 99.639 | 355.2228 | 646.9977 | 182.2915
[48 empty] | 2778 | 167.1684 | 45.4125 | 104.895 | 115.3571 | 36.5377 | 314.85 | 581.4762 | 99.639 | 355.2228 | 646.9977 | 182.2915
[48 empty] | 2779 | 167.1684 | 45.4125 | 104.895 | 115.3571 | 36.5377 | 314.85 | 581.4762 | 99.639 | 355.2228 | 646.9977 | 182.2915
[48 empty] | 2780 | 167.1684 | 45.4125 | 104.895 | 115.3571 | 36.5377 | 314.85 | 581.4762 | 99.639 | 355.2228 | 646.9977 | 182.2915
[48 empty] | 2781 | 167.1684 | 45.4125 | 104.895 | 115.3571 | 36.5377 | 314.85 | 581.4762 | 99.639 | 355.2228 | 646.9977 | 182.2915
[48 empty] | 2782 | 167.1684 | 45.4125 | 104.895 | 115.3571 | 36.5377 | 314.85 | 581.4762 | 99.639 | 355.2228 | 646.9977 | 182.2915
[48 empty] | 2783 | 167.1684 | 45.4125 | 104.895 | 115.3571 | 36.5377 | 314.85 | 581.4762 | 99.639 | 355.2228 | 646.9977 | 182.2915
[48 empty] | 2784 | 167.1684 | 45.4125 | 104.895 | 115.3571 | 36.5377 | 314.85 | 581.4762 | 99.639 | 355.2228 | 646.9977 | 182.2915
[48 empty] | 2785 | 176.0842 | 47.925 | 106.31 | 124.4714 | 41.0446 | 353.5 | 603.8095 | 109.327 | 369.8708 | 659.0402 | 186.9485
[48 empty] | 2786 | 176.0842 | 47.925 | 106.31 | 124.4714 | 41.0446 | 353.5 | 603.8095 | 109.327 | 369.8708 | 659.0402 | 186.9485
[48 empty] | 2787 | 176.0842 | 47.925 | 106.31 | 124.4714 | 41.0446 | 353.5 | 603.8095 | 109.327 | 369.8708 | 659.0402 | 186.9485
[48 empty] | 2788 | 176.0842 | 47.925 | 106.31 | 124.4714 | 41.0446 | 353.5 | 603.8095 | 109.327 | 369.8708 | 659.0402 | 186.9485
[48 empty] | 2789 | 176.0842 | 47.925 | 106.31 | 124.4714 | 41.0446 | 353.5 | 603.8095 | 109.327 | 369.8708 | 659.0402 | 186.9485
[48 empty] | 2790 | 176.0842 | 47.925 | 106.31 | 124.4714 | 41.0446 | 353.5 | 603.8095 | 109.327 | 369.8708 | 659.0402 | 186.9485
[48 empty] | 2791 | 176.0842 | 47.925 | 106.31 | 124.4714 | 41.0446 | 353.5 | 603.8095 | 109.327 | 369.8708 | 659.0402 | 186.9485
[48 empty] | 2792 | 176.0842 | 47.925 | 106.31 | 124.4714 | 41.0446 | 353.5 | 603.8095 | 109.327 | 369.8708 | 659.0402 | 186.9485
[48 empty] | 2793 | 176.0842 | 47.925 | 106.31 | 124.4714 | 41.0446 | 353.5 | 603.8095 | 109.327 | 369.8708 | 659.0402 | 186.9485
[48 empty] | 2794 | 176.0842 | 47.925 | 106.31 | 124.4714 | 41.0446 | 353.5 | 603.8095 | 109.327 | 369.8708 | 659.0402 | 186.9485
[48 empty] | 2795 | 176.0842 | 47.925 | 106.31 | 124.4714 | 41.0446 | 353.5 | 603.8095 | 109.327 | 369.8708 | 659.0402 | 186.9485
[48 empty] | 2796 | 176.0842 | 47.925 | 106.31 | 124.4714 | 41.0446 | 353.5 | 603.8095 | 109.327 | 369.8708 | 659.0402 | 186.9485
[48 empty] | 2797 | 176.0842 | 47.925 | 106.31 | 124.4714 | 41.0446 | 353.5 | 603.8095 | 109.327 | 369.8708 | 659.0402 | 186.9485
[48 empty] | 2798 | 176.0842 | 47.925 | 106.31 | 124.4714 | 41.0446 | 353.5 | 603.8095 | 109.327 | 369.8708 | 659.0402 | 186.9485
[48 empty] | 2799 | 176.0842 | 47.925 | 106.31 | 124.4714 | 41.0446 | 353.5 | 603.8095 | 109.327 | 369.8708 | 659.0402 | 186.9485
[48 empty] | 2800 | 176.0842 | 47.925 | 106.31 | 124.4714 | 41.0446 | 353.5 | 603.8095 | 109.327 | 369.8708 | 659.0402 | 186.9485
[48 empty] | 2801 | 176.0842 | 47.925 | 106.31 | 124.4714 | 41.0446 | 353.5 | 603.8095 | 109.327 | 369.8708 | 659.0402 | 186.9485
[48 empty] | 2802 | 176.0842 | 47.925 | 106.31 | 124.4714 | 41.0446 | 353.5 | 603.8095 | 109.327 | 369.8708 | 659.0402 | 186.9485
[48 empty] | 2803 | 176.0842 | 47.925 | 106.31 | 124.4714 | 41.0446 | 353.5 | 603.8095 | 109.327 | 369.8708 | 659.0402 | 186.9485
[48 empty] | 2804 | 176.0842 | 47.925 | 106.31 | 124.4714 | 41.0446 | 353.5 | 603.8095 | 109.327 | 369.8708 | 659.0402 | 186.9485
[48 empty] | 2805 | 176.0842 | 47.925 | 106.31 | 124.4714 | 41.0446 | 353.5 | 603.8095 | 109.327 | 369.8708 | 659.0402 | 186.9485
[48 empty] | 2806 | 176.0842 | 47.925 | 106.31 | 124.4714 | 41.0446 | 353.5 | 603.8095 | 109.327 | 369.8708 | 659.0402 | 186.9485
[48 empty] | 2807 | 176.0842 | 47.925 | 106.31 | 124.4714 | 41.0446 | 353.5 | 603.8095 | 109.327 | 369.8708 | 659.0402 | 186.9485
[48 empty] | 2808 | 176.0842 | 47.925 | 106.31 | 124.4714 | 41.0446 | 353.5 | 603.8095 | 109.327 | 369.8708 | 659.0402 | 186.9485
[48 empty] | 2809 | 183.6895 | 51.7687 | 107.885 | 133.0381 | 45.2854 | 397.8 | 630.2381 | 118.2747 | 393.4839 | 660.8141 | 192.146
[48 empty] | 2810 | 183.6895 | 51.7687 | 107.885 | 133.0381 | 45.2854 | 397.8 | 630.2381 | 118.2747 | 393.4839 | 660.8141 | 192.146
[48 empty] | 2811 | 183.6895 | 51.7687 | 107.885 | 133.0381 | 45.2854 | 397.8 | 630.2381 | 118.2747 | 393.4839 | 660.8141 | 192.146
[48 empty] | 2812 | 183.6895 | 51.7687 | 107.885 | 133.0381 | 45.2854 | 397.8 | 630.2381 | 118.2747 | 393.4839 | 660.8141 | 192.146
[48 empty] | 2813 | 183.6895 | 51.7687 | 107.885 | 133.0381 | 45.2854 | 397.8 | 630.2381 | 118.2747 | 393.4839 | 660.8141 | 192.146
[48 empty] | 2814 | 183.6895 | 51.7687 | 107.885 | 133.0381 | 45.2854 | 397.8 | 630.2381 | 118.2747 | 393.4839 | 660.8141 | 192.146
[48 empty] | 2815 | 183.6895 | 51.7687 | 107.885 | 133.0381 | 45.2854 | 397.8 | 630.2381 | 118.2747 | 393.4839 | 660.8141 | 192.146
[48 empty] | 2816 | 183.6895 | 51.7687 | 107.885 | 133.0381 | 45.2854 | 397.8 | 630.2381 | 118.2747 | 393.4839 | 660.8141 | 192.146
[48 empty] | 2817 | 183.6895 | 51.7687 | 107.885 | 133.0381 | 45.2854 | 397.8 | 630.2381 | 118.2747 | 393.4839 | 660.8141 | 192.146
[48 empty] | 2818 | 183.6895 | 51.7687 | 107.885 | 133.0381 | 45.2854 | 397.8 | 630.2381 | 118.2747 | 393.4839 | 660.8141 | 192.146
[48 empty] | 2819 | 183.6895 | 51.7687 | 107.885 | 133.0381 | 45.2854 | 397.8 | 630.2381 | 118.2747 | 393.4839 | 660.8141 | 192.146
[48 empty] | 2820 | 183.6895 | 51.7687 | 107.885 | 133.0381 | 45.2854 | 397.8 | 630.2381 | 118.2747 | 393.4839 | 660.8141 | 192.146
[48 empty] | 2821 | 183.6895 | 51.7687 | 107.885 | 133.0381 | 45.2854 | 397.8 | 630.2381 | 118.2747 | 393.4839 | 660.8141 | 192.146
[48 empty] | 2822 | 183.6895 | 51.7687 | 107.885 | 133.0381 | 45.2854 | 397.8 | 630.2381 | 118.2747 | 393.4839 | 660.8141 | 192.146
[48 empty] | 2823 | 183.6895 | 51.7687 | 107.885 | 133.0381 | 45.2854 | 397.8 | 630.2381 | 118.2747 | 393.4839 | 660.8141 | 192.146
[48 empty] | 2824 | 183.6895 | 51.7687 | 107.885 | 133.0381 | 45.2854 | 397.8 | 630.2381 | 118.2747 | 393.4839 | 660.8141 | 192.146
[48 empty] | 2825 | 183.6895 | 51.7687 | 107.885 | 133.0381 | 45.2854 | 397.8 | 630.2381 | 118.2747 | 393.4839 | 660.8141 | 192.146
[48 empty] | 2826 | 183.6895 | 51.7687 | 107.885 | 133.0381 | 45.2854 | 397.8 | 630.2381 | 118.2747 | 393.4839 | 660.8141 | 192.146
[48 empty] | 2827 | 183.6895 | 51.7687 | 107.885 | 133.0381 | 45.2854 | 397.8 | 630.2381 | 118.2747 | 393.4839 | 660.8141 | 192.146
[48 empty] | 2828 | 183.6895 | 51.7687 | 107.885 | 133.0381 | 45.2854 | 397.8 | 630.2381 | 118.2747 | 393.4839 | 660.8141 | 192.146
[48 empty] | 2829 | 183.6895 | 51.7687 | 107.885 | 133.0381 | 45.2854 | 397.8 | 630.2381 | 118.2747 | 393.4839 | 660.8141 | 192.146
[48 empty] | 2830 | 183.6895 | 51.7687 | 107.885 | 133.0381 | 45.2854 | 397.8 | 630.2381 | 118.2747 | 393.4839 | 660.8141 | 192.146
[48 empty] | 2831 | 183.6895 | 51.7687 | 107.885 | 133.0381 | 45.2854 | 397.8 | 630.2381 | 118.2747 | 393.4839 | 660.8141 | 192.146
[48 empty] | 2832 | 183.6895 | 51.7687 | 107.885 | 133.0381 | 45.2854 | 397.8 | 630.2381 | 118.2747 | 393.4839 | 660.8141 | 192.146
[48 empty] | 2833 | 192.1895 | 55.6875 | 108.965 | 144.0048 | 50.3977 | 448.45 | 658.8571 | 126.453 | 423.0417 | 670.2853 | 199.9324
[48 empty] | 2834 | 192.1895 | 55.6875 | 108.965 | 144.0048 | 50.3977 | 448.45 | 658.8571 | 126.453 | 423.0417 | 670.2853 | 199.9324
[48 empty] | 2835 | 192.1895 | 55.6875 | 108.965 | 144.0048 | 50.3977 | 448.45 | 658.8571 | 126.453 | 423.0417 | 670.2853 | 199.9324
[48 empty] | 2836 | 192.1895 | 55.6875 | 108.965 | 144.0048 | 50.3977 | 448.45 | 658.8571 | 126.453 | 423.0417 | 670.2853 | 199.9324
[48 empty] | 2837 | 192.1895 | 55.6875 | 108.965 | 144.0048 | 50.3977 | 448.45 | 658.8571 | 126.453 | 423.0417 | 670.2853 | 199.9324
[48 empty] | 2838 | 192.1895 | 55.6875 | 108.965 | 144.0048 | 50.3977 | 448.45 | 658.8571 | 126.453 | 423.0417 | 670.2853 | 199.9324
[48 empty] | 2839 | 192.1895 | 55.6875 | 108.965 | 144.0048 | 50.3977 | 448.45 | 658.8571 | 126.453 | 423.0417 | 670.2853 | 199.9324
[48 empty] | 2840 | 192.1895 | 55.6875 | 108.965 | 144.0048 | 50.3977 | 448.45 | 658.8571 | 126.453 | 423.0417 | 670.2853 | 199.9324
[48 empty] | 2841 | 192.1895 | 55.6875 | 108.965 | 144.0048 | 50.3977 | 448.45 | 658.8571 | 126.453 | 423.0417 | 670.2853 | 199.9324
[48 empty] | 2842 | 192.1895 | 55.6875 | 108.965 | 144.0048 | 50.3977 | 448.45 | 658.8571 | 126.453 | 423.0417 | 670.2853 | 199.9324
[48 empty] | 2843 | 192.1895 | 55.6875 | 108.965 | 144.0048 | 50.3977 | 448.45 | 658.8571 | 126.453 | 423.0417 | 670.2853 | 199.9324
[48 empty] | 2844 | 192.1895 | 55.6875 | 108.965 | 144.0048 | 50.3977 | 448.45 | 658.8571 | 126.453 | 423.0417 | 670.2853 | 199.9324
[48 empty] | 2845 | 192.1895 | 55.6875 | 108.965 | 144.0048 | 50.3977 | 448.45 | 658.8571 | 126.453 | 423.0417 | 670.2853 | 199.9324
[48 empty] | 2846 | 192.1895 | 55.6875 | 108.965 | 144.0048 | 50.3977 | 448.45 | 658.8571 | 126.453 | 423.0417 | 670.2853 | 199.9324
[48 empty] | 2847 | 192.1895 | 55.6875 | 108.965 | 144.0048 | 50.3977 | 448.45 | 658.8571 | 126.453 | 423.0417 | 670.2853 | 199.9324
[48 empty] | 2848 | 192.1895 | 55.6875 | 108.965 | 144.0048 | 50.3977 | 448.45 | 658.8571 | 126.453 | 423.0417 | 670.2853 | 199.9324
[48 empty] | 2849 | 192.1895 | 55.6875 | 108.965 | 144.0048 | 50.3977 | 448.45 | 658.8571 | 126.453 | 423.0417 | 670.2853 | 199.9324
[48 empty] | 2850 | 192.1895 | 55.6875 | 108.965 | 144.0048 | 50.3977 | 448.45 | 658.8571 | 126.453 | 423.0417 | 670.2853 | 199.9324
[48 empty] | 2851 | 192.1895 | 55.6875 | 108.965 | 144.0048 | 50.3977 | 448.45 | 658.8571 | 126.453 | 423.0417 | 670.2853 | 199.9324
[48 empty] | 2852 | 192.1895 | 55.6875 | 108.965 | 144.0048 | 50.3977 | 448.45 | 658.8571 | 126.453 | 423.0417 | 670.2853 | 199.9324
[48 empty] | 2853 | 192.1895 | 55.6875 | 108.965 | 144.0048 | 50.3977 | 448.45 | 658.8571 | 126.453 | 423.0417 | 670.2853 | 199.9324
[48 empty] | 2854 | 192.1895 | 55.6875 | 108.965 | 144.0048 | 50.3977 | 448.45 | 658.8571 | 126.453 | 423.0417 | 670.2853 | 199.9324
[48 empty] | 2855 | 192.1895 | 55.6875 | 108.965 | 144.0048 | 50.3977 | 448.45 | 658.8571 | 126.453 | 423.0417 | 670.2853 | 199.9324
[48 empty] | 2856 | 192.1895 | 55.6875 | 108.965 | 144.0048 | 50.3977 | 448.45 | 658.8571 | 126.453 | 423.0417 | 670.2853 | 199.9324
[48 empty] | 2857 | 204.1579 | 60.7563 | 111.01 | 159.2952 | 55.7654 | 490.7 | 681.9048 | 137.0867 | 451.2994 | 706.2165 | 209.1782
[48 empty] | 2858 | 204.1579 | 60.7563 | 111.01 | 159.2952 | 55.7654 | 490.7 | 681.9048 | 137.0867 | 451.2994 | 706.2165 | 209.1782
[48 empty] | 2859 | 204.1579 | 60.7563 | 111.01 | 159.2952 | 55.7654 | 490.7 | 681.9048 | 137.0867 | 451.2994 | 706.2165 | 209.1782
[48 empty] | 2860 | 204.1579 | 60.7563 | 111.01 | 159.2952 | 55.7654 | 490.7 | 681.9048 | 137.0867 | 451.2994 | 706.2165 | 209.1782
[48 empty] | 2861 | 204.1579 | 60.7563 | 111.01 | 159.2952 | 55.7654 | 490.7 | 681.9048 | 137.0867 | 451.2994 | 706.2165 | 209.1782
[48 empty] | 2862 | 204.1579 | 60.7563 | 111.01 | 159.2952 | 55.7654 | 490.7 | 681.9048 | 137.0867 | 451.2994 | 706.2165 | 209.1782
[48 empty] | 2863 | 204.1579 | 60.7563 | 111.01 | 159.2952 | 55.7654 | 490.7 | 681.9048 | 137.0867 | 451.2994 | 706.2165 | 209.1782
[48 empty] | 2864 | 204.1579 | 60.7563 | 111.01 | 159.2952 | 55.7654 | 490.7 | 681.9048 | 137.0867 | 451.2994 | 706.2165 | 209.1782
[48 empty] | 2865 | 204.1579 | 60.7563 | 111.01 | 159.2952 | 55.7654 | 490.7 | 681.9048 | 137.0867 | 451.2994 | 706.2165 | 209.1782
[48 empty] | 2866 | 204.1579 | 60.7563 | 111.01 | 159.2952 | 55.7654 | 490.7 | 681.9048 | 137.0867 | 451.2994 | 706.2165 | 209.1782
[48 empty] | 2867 | 204.1579 | 60.7563 | 111.01 | 159.2952 | 55.7654 | 490.7 | 681.9048 | 137.0867 | 451.2994 | 706.2165 | 209.1782
[48 empty] | 2868 | 204.1579 | 60.7563 | 111.01 | 159.2952 | 55.7654 | 490.7 | 681.9048 | 137.0867 | 451.2994 | 706.2165 | 209.1782
[48 empty] | 2869 | 204.1579 | 60.7563 | 111.01 | 159.2952 | 55.7654 | 490.7 | 681.9048 | 137.0867 | 451.2994 | 706.2165 | 209.1782
[48 empty] | 2870 | 204.1579 | 60.7563 | 111.01 | 159.2952 | 55.7654 | 490.7 | 681.9048 | 137.0867 | 451.2994 | 706.2165 | 209.1782
[48 empty] | 2871 | 204.1579 | 60.7563 | 111.01 | 159.2952 | 55.7654 | 490.7 | 681.9048 | 137.0867 | 451.2994 | 706.2165 | 209.1782
[48 empty] | 2872 | 204.1579 | 60.7563 | 111.01 | 159.2952 | 55.7654 | 490.7 | 681.9048 | 137.0867 | 451.2994 | 706.2165 | 209.1782
[48 empty] | 2873 | 204.1579 | 60.7563 | 111.01 | 159.2952 | 55.7654 | 490.7 | 681.9048 | 137.0867 | 451.2994 | 706.2165 | 209.1782
[48 empty] | 2874 | 204.1579 | 60.7563 | 111.01 | 159.2952 | 55.7654 | 490.7 | 681.9048 | 137.0867 | 451.2994 | 706.2165 | 209.1782
[48 empty] | 2875 | 204.1579 | 60.7563 | 111.01 | 159.2952 | 55.7654 | 490.7 | 681.9048 | 137.0867 | 451.2994 | 706.2165 | 209.1782
[48 empty] | 2876 | 204.1579 | 60.7563 | 111.01 | 159.2952 | 55.7654 | 490.7 | 681.9048 | 137.0867 | 451.2994 | 706.2165 | 209.1782
[48 empty] | 2877 | 204.1579 | 60.7563 | 111.01 | 159.2952 | 55.7654 | 490.7 | 681.9048 | 137.0867 | 451.2994 | 706.2165 | 209.1782
[48 empty] | 2878 | 204.1579 | 60.7563 | 111.01 | 159.2952 | 55.7654 | 490.7 | 681.9048 | 137.0867 | 451.2994 | 706.2165 | 209.1782
[48 empty] | 2879 | 204.1579 | 60.7563 | 111.01 | 159.2952 | 55.7654 | 490.7 | 681.9048 | 137.0867 | 451.2994 | 706.2165 | 209.1782
[48 empty] | 2880 | 204.1579 | 60.7563 | 111.01 | 159.2952 | 55.7654 | 490.7 | 681.9048 | 137.0867 | 451.2994 | 706.2165 | 209.1782
[48 empty] | 2881 | 220.6789 | 68.8937 | 113.365 | 177.0238 | 60.2169 | 528.35 | 709.2857 | 146.7127 | 476.0201 | 759.0472 | 218.9166
[48 empty] | 2882 | 220.6789 | 68.8937 | 113.365 | 177.0238 | 60.2169 | 528.35 | 709.2857 | 146.7127 | 476.0201 | 759.0472 | 218.9166
[48 empty] | 2883 | 220.6789 | 68.8937 | 113.365 | 177.0238 | 60.2169 | 528.35 | 709.2857 | 146.7127 | 476.0201 | 759.0472 | 218.9166
[48 empty] | 2884 | 220.6789 | 68.8937 | 113.365 | 177.0238 | 60.2169 | 528.35 | 709.2857 | 146.7127 | 476.0201 | 759.0472 | 218.9166
[48 empty] | 2885 | 220.6789 | 68.8937 | 113.365 | 177.0238 | 60.2169 | 528.35 | 709.2857 | 146.7127 | 476.0201 | 759.0472 | 218.9166
[48 empty] | 2886 | 220.6789 | 68.8937 | 113.365 | 177.0238 | 60.2169 | 528.35 | 709.2857 | 146.7127 | 476.0201 | 759.0472 | 218.9166
[48 empty] | 2887 | 220.6789 | 68.8937 | 113.365 | 177.0238 | 60.2169 | 528.35 | 709.2857 | 146.7127 | 476.0201 | 759.0472 | 218.9166
[48 empty] | 2888 | 220.6789 | 68.8937 | 113.365 | 177.0238 | 60.2169 | 528.35 | 709.2857 | 146.7127 | 476.0201 | 759.0472 | 218.9166
[48 empty] | 2889 | 220.6789 | 68.8937 | 113.365 | 177.0238 | 60.2169 | 528.35 | 709.2857 | 146.7127 | 476.0201 | 759.0472 | 218.9166
[48 empty] | 2890 | 220.6789 | 68.8937 | 113.365 | 177.0238 | 60.2169 | 528.35 | 709.2857 | 146.7127 | 476.0201 | 759.0472 | 218.9166
[48 empty] | 2891 | 220.6789 | 68.8937 | 113.365 | 177.0238 | 60.2169 | 528.35 | 709.2857 | 146.7127 | 476.0201 | 759.0472 | 218.9166
[48 empty] | 2892 | 220.6789 | 68.8937 | 113.365 | 177.0238 | 60.2169 | 528.35 | 709.2857 | 146.7127 | 476.0201 | 759.0472 | 218.9166
[48 empty] | 2893 | 220.6789 | 68.8937 | 113.365 | 177.0238 | 60.2169 | 528.35 | 709.2857 | 146.7127 | 476.0201 | 759.0472 | 218.9166
[48 empty] | 2894 | 220.6789 | 68.8937 | 113.365 | 177.0238 | 60.2169 | 528.35 | 709.2857 | 146.7127 | 476.0201 | 759.0472 | 218.9166
[48 empty] | 2895 | 220.6789 | 68.8937 | 113.365 | 177.0238 | 60.2169 | 528.35 | 709.2857 | 146.7127 | 476.0201 | 759.0472 | 218.9166
[48 empty] | 2896 | 220.6789 | 68.8937 | 113.365 | 177.0238 | 60.2169 | 528.35 | 709.2857 | 146.7127 | 476.0201 | 759.0472 | 218.9166
[48 empty] | 2897 | 220.6789 | 68.8937 | 113.365 | 177.0238 | 60.2169 | 528.35 | 709.2857 | 146.7127 | 476.0201 | 759.0472 | 218.9166
[48 empty] | 2898 | 220.6789 | 68.8937 | 113.365 | 177.0238 | 60.2169 | 528.35 | 709.2857 | 146.7127 | 476.0201 | 759.0472 | 218.9166
[48 empty] | 2899 | 220.6789 | 68.8937 | 113.365 | 177.0238 | 60.2169 | 528.35 | 709.2857 | 146.7127 | 476.0201 | 759.0472 | 218.9166
[48 empty] | 2900 | 220.6789 | 68.8937 | 113.365 | 177.0238 | 60.2169 | 528.35 | 709.2857 | 146.7127 | 476.0201 | 759.0472 | 218.9166
[48 empty] | 2901 | 220.6789 | 68.8937 | 113.365 | 177.0238 | 60.2169 | 528.35 | 709.2857 | 146.7127 | 476.0201 | 759.0472 | 218.9166
[48 empty] | 2902 | 220.6789 | 68.8937 | 113.365 | 177.0238 | 60.2169 | 528.35 | 709.2857 | 146.7127 | 476.0201 | 759.0472 | 218.9166
[48 empty] | 2903 | 220.6789 | 68.8937 | 113.365 | 177.0238 | 60.2169 | 528.35 | 709.2857 | 146.7127 | 476.0201 | 759.0472 | 218.9166
[48 empty] | 2904 | 220.6789 | 68.8937 | 113.365 | 177.0238 | 60.2169 | 528.35 | 709.2857 | 146.7127 | 476.0201 | 759.0472 | 218.9166
[48 empty] | 2905 | 242.0158 | 75.6063 | 115.59 | 200.081 | 63.0162 | 558.1 | 737.8571 | 157.855 | 503.7801 | 807.6449 | 228.4861
[48 empty] | 2906 | 242.0158 | 75.6063 | 115.59 | 200.081 | 63.0162 | 558.1 | 737.8571 | 157.855 | 503.7801 | 807.6449 | 228.4861
[48 empty] | 2907 | 242.0158 | 75.6063 | 115.59 | 200.081 | 63.0162 | 558.1 | 737.8571 | 157.855 | 503.7801 | 807.6449 | 228.4861
[48 empty] | 2908 | 242.0158 | 75.6063 | 115.59 | 200.081 | 63.0162 | 558.1 | 737.8571 | 157.855 | 503.7801 | 807.6449 | 228.4861
[48 empty] | 2909 | 242.0158 | 75.6063 | 115.59 | 200.081 | 63.0162 | 558.1 | 737.8571 | 157.855 | 503.7801 | 807.6449 | 228.4861
[48 empty] | 2910 | 242.0158 | 75.6063 | 115.59 | 200.081 | 63.0162 | 558.1 | 737.8571 | 157.855 | 503.7801 | 807.6449 | 228.4861
[48 empty] | 2911 | 242.0158 | 75.6063 | 115.59 | 200.081 | 63.0162 | 558.1 | 737.8571 | 157.855 | 503.7801 | 807.6449 | 228.4861
[48 empty] | 2912 | 242.0158 | 75.6063 | 115.59 | 200.081 | 63.0162 | 558.1 | 737.8571 | 157.855 | 503.7801 | 807.6449 | 228.4861
[48 empty] | 2913 | 242.0158 | 75.6063 | 115.59 | 200.081 | 63.0162 | 558.1 | 737.8571 | 157.855 | 503.7801 | 807.6449 | 228.4861
[48 empty] | 2914 | 242.0158 | 75.6063 | 115.59 | 200.081 | 63.0162 | 558.1 | 737.8571 | 157.855 | 503.7801 | 807.6449 | 228.4861
[48 empty] | 2915 | 242.0158 | 75.6063 | 115.59 | 200.081 | 63.0162 | 558.1 | 737.8571 | 157.855 | 503.7801 | 807.6449 | 228.4861
[48 empty] | 2916 | 242.0158 | 75.6063 | 115.59 | 200.081 | 63.0162 | 558.1 | 737.8571 | 157.855 | 503.7801 | 807.6449 | 228.4861
[48 empty] | 2917 | 242.0158 | 75.6063 | 115.59 | 200.081 | 63.0162 | 558.1 | 737.8571 | 157.855 | 503.7801 | 807.6449 | 228.4861
[48 empty] | 2918 | 242.0158 | 75.6063 | 115.59 | 200.081 | 63.0162 | 558.1 | 737.8571 | 157.855 | 503.7801 | 807.6449 | 228.4861
[48 empty] | 2919 | 242.0158 | 75.6063 | 115.59 | 200.081 | 63.0162 | 558.1 | 737.8571 | 157.855 | 503.7801 | 807.6449 | 228.4861
[48 empty] | 2920 | 242.0158 | 75.6063 | 115.59 | 200.081 | 63.0162 | 558.1 | 737.8571 | 157.855 | 503.7801 | 807.6449 | 228.4861
[48 empty] | 2921 | 242.0158 | 75.6063 | 115.59 | 200.081 | 63.0162 | 558.1 | 737.8571 | 157.855 | 503.7801 | 807.6449 | 228.4861
[48 empty] | 2922 | 242.0158 | 75.6063 | 115.59 | 200.081 | 63.0162 | 558.1 | 737.8571 | 157.855 | 503.7801 | 807.6449 | 228.4861
[48 empty] | 2923 | 242.0158 | 75.6063 | 115.59 | 200.081 | 63.0162 | 558.1 | 737.8571 | 157.855 | 503.7801 | 807.6449 | 228.4861
[48 empty] | 2924 | 242.0158 | 75.6063 | 115.59 | 200.081 | 63.0162 | 558.1 | 737.8571 | 157.855 | 503.7801 | 807.6449 | 228.4861
[48 empty] | 2925 | 242.0158 | 75.6063 | 115.59 | 200.081 | 63.0162 | 558.1 | 737.8571 | 157.855 | 503.7801 | 807.6449 | 228.4861
[48 empty] | 2926 | 242.0158 | 75.6063 | 115.59 | 200.081 | 63.0162 | 558.1 | 737.8571 | 157.855 | 503.7801 | 807.6449 | 228.4861
[48 empty] | 2927 | 242.0158 | 75.6063 | 115.59 | 200.081 | 63.0162 | 558.1 | 737.8571 | 157.855 | 503.7801 | 807.6449 | 228.4861
[48 empty] | 2928 | 242.0158 | 75.6063 | 115.59 | 200.081 | 63.0162 | 558.1 | 737.8571 | 157.855 | 503.7801 | 807.6449 | 228.4861
[48 empty] | 2929 | 263.2474 | 81.9375 | 118.405 | 223.1524 | 65.3054 | 593.65 | 765.5238 | 169.879 | 523.1362 | 844.0484 | 238.8028
[48 empty] | 2930 | 263.2474 | 81.9375 | 118.405 | 223.1524 | 65.3054 | 593.65 | 765.5238 | 169.879 | 523.1362 | 844.0484 | 238.8028
[48 empty] | 2931 | 263.2474 | 81.9375 | 118.405 | 223.1524 | 65.3054 | 593.65 | 765.5238 | 169.879 | 523.1362 | 844.0484 | 238.8028
[48 empty] | 2932 | 263.2474 | 81.9375 | 118.405 | 223.1524 | 65.3054 | 593.65 | 765.5238 | 169.879 | 523.1362 | 844.0484 | 238.8028
[48 empty] | 2933 | 263.2474 | 81.9375 | 118.405 | 223.1524 | 65.3054 | 593.65 | 765.5238 | 169.879 | 523.1362 | 844.0484 | 238.8028
[48 empty] | 2934 | 263.2474 | 81.9375 | 118.405 | 223.1524 | 65.3054 | 593.65 | 765.5238 | 169.879 | 523.1362 | 844.0484 | 238.8028
[48 empty] | 2935 | 263.2474 | 81.9375 | 118.405 | 223.1524 | 65.3054 | 593.65 | 765.5238 | 169.879 | 523.1362 | 844.0484 | 238.8028
[48 empty] | 2936 | 263.2474 | 81.9375 | 118.405 | 223.1524 | 65.3054 | 593.65 | 765.5238 | 169.879 | 523.1362 | 844.0484 | 238.8028
[48 empty] | 2937 | 263.2474 | 81.9375 | 118.405 | 223.1524 | 65.3054 | 593.65 | 765.5238 | 169.879 | 523.1362 | 844.0484 | 238.8028
[48 empty] | 2938 | 263.2474 | 81.9375 | 118.405 | 223.1524 | 65.3054 | 593.65 | 765.5238 | 169.879 | 523.1362 | 844.0484 | 238.8028
[48 empty] | 2939 | 263.2474 | 81.9375 | 118.405 | 223.1524 | 65.3054 | 593.65 | 765.5238 | 169.879 | 523.1362 | 844.0484 | 238.8028
[48 empty] | 2940 | 263.2474 | 81.9375 | 118.405 | 223.1524 | 65.3054 | 593.65 | 765.5238 | 169.879 | 523.1362 | 844.0484 | 238.8028
[48 empty] | 2941 | 263.2474 | 81.9375 | 118.405 | 223.1524 | 65.3054 | 593.65 | 765.5238 | 169.879 | 523.1362 | 844.0484 | 238.8028
[48 empty] | 2942 | 263.2474 | 81.9375 | 118.405 | 223.1524 | 65.3054 | 593.65 | 765.5238 | 169.879 | 523.1362 | 844.0484 | 238.8028
[48 empty] | 2943 | 263.2474 | 81.9375 | 118.405 | 223.1524 | 65.3054 | 593.65 | 765.5238 | 169.879 | 523.1362 | 844.0484 | 238.8028
[48 empty] | 2944 | 263.2474 | 81.9375 | 118.405 | 223.1524 | 65.3054 | 593.65 | 765.5238 | 169.879 | 523.1362 | 844.0484 | 238.8028
[48 empty] | 2945 | 263.2474 | 81.9375 | 118.405 | 223.1524 | 65.3054 | 593.65 | 765.5238 | 169.879 | 523.1362 | 844.0484 | 238.8028
[48 empty] | 2946 | 263.2474 | 81.9375 | 118.405 | 223.1524 | 65.3054 | 593.65 | 765.5238 | 169.879 | 523.1362 | 844.0484 | 238.8028
[48 empty] | 2947 | 263.2474 | 81.9375 | 118.405 | 223.1524 | 65.3054 | 593.65 | 765.5238 | 169.879 | 523.1362 | 844.0484 | 238.8028
[48 empty] | 2948 | 263.2474 | 81.9375 | 118.405 | 223.1524 | 65.3054 | 593.65 | 765.5238 | 169.879 | 523.1362 | 844.0484 | 238.8028
[48 empty] | 2949 | 263.2474 | 81.9375 | 118.405 | 223.1524 | 65.3054 | 593.65 | 765.5238 | 169.879 | 523.1362 | 844.0484 | 238.8028
[48 empty] | 2950 | 263.2474 | 81.9375 | 118.405 | 223.1524 | 65.3054 | 593.65 | 765.5238 | 169.879 | 523.1362 | 844.0484 | 238.8028
[48 empty] | 2951 | 263.2474 | 81.9375 | 118.405 | 223.1524 | 65.3054 | 593.65 | 765.5238 | 169.879 | 523.1362 | 844.0484 | 238.8028
[48 empty] | 2952 | 263.2474 | 81.9375 | 118.405 | 223.1524 | 65.3054 | 593.65 | 765.5238 | 169.879 | 523.1362 | 844.0484 | 238.8028
[48 empty] | 2953 | 285.1158 | 89.0375 | 121.485 | 241.2857 | 66.7585 | 660.05 | 793.6667 | 183.3313 | 536.6215 | 885.5942 | 247.5149
[48 empty] | 2954 | 285.1158 | 89.0375 | 121.485 | 241.2857 | 66.7585 | 660.05 | 793.6667 | 183.3313 | 536.6215 | 885.5942 | 247.5149
[48 empty] | 2955 | 285.1158 | 89.0375 | 121.485 | 241.2857 | 66.7585 | 660.05 | 793.6667 | 183.3313 | 536.6215 | 885.5942 | 247.5149
[48 empty] | 2956 | 285.1158 | 89.0375 | 121.485 | 241.2857 | 66.7585 | 660.05 | 793.6667 | 183.3313 | 536.6215 | 885.5942 | 247.5149
[48 empty] | 2957 | 285.1158 | 89.0375 | 121.485 | 241.2857 | 66.7585 | 660.05 | 793.6667 | 183.3313 | 536.6215 | 885.5942 | 247.5149
[48 empty] | 2958 | 285.1158 | 89.0375 | 121.485 | 241.2857 | 66.7585 | 660.05 | 793.6667 | 183.3313 | 536.6215 | 885.5942 | 247.5149
[48 empty] | 2959 | 285.1158 | 89.0375 | 121.485 | 241.2857 | 66.7585 | 660.05 | 793.6667 | 183.3313 | 536.6215 | 885.5942 | 247.5149
[48 empty] | 2960 | 285.1158 | 89.0375 | 121.485 | 241.2857 | 66.7585 | 660.05 | 793.6667 | 183.3313 | 536.6215 | 885.5942 | 247.5149
[48 empty] | 2961 | 285.1158 | 89.0375 | 121.485 | 241.2857 | 66.7585 | 660.05 | 793.6667 | 183.3313 | 536.6215 | 885.5942 | 247.5149
[48 empty] | 2962 | 285.1158 | 89.0375 | 121.485 | 241.2857 | 66.7585 | 660.05 | 793.6667 | 183.3313 | 536.6215 | 885.5942 | 247.5149
[48 empty] | 2963 | 285.1158 | 89.0375 | 121.485 | 241.2857 | 66.7585 | 660.05 | 793.6667 | 183.3313 | 536.6215 | 885.5942 | 247.5149
[48 empty] | 2964 | 285.1158 | 89.0375 | 121.485 | 241.2857 | 66.7585 | 660.05 | 793.6667 | 183.3313 | 536.6215 | 885.5942 | 247.5149
[48 empty] | 2965 | 285.1158 | 89.0375 | 121.485 | 241.2857 | 66.7585 | 660.05 | 793.6667 | 183.3313 | 536.6215 | 885.5942 | 247.5149
[48 empty] | 2966 | 285.1158 | 89.0375 | 121.485 | 241.2857 | 66.7585 | 660.05 | 793.6667 | 183.3313 | 536.6215 | 885.5942 | 247.5149
[48 empty] | 2967 | 285.1158 | 89.0375 | 121.485 | 241.2857 | 66.7585 | 660.05 | 793.6667 | 183.3313 | 536.6215 | 885.5942 | 247.5149
[48 empty] | 2968 | 285.1158 | 89.0375 | 121.485 | 241.2857 | 66.7585 | 660.05 | 793.6667 | 183.3313 | 536.6215 | 885.5942 | 247.5149
[48 empty] | 2969 | 285.1158 | 89.0375 | 121.485 | 241.2857 | 66.7585 | 660.05 | 793.6667 | 183.3313 | 536.6215 | 885.5942 | 247.5149
[48 empty] | 2970 | 285.1158 | 89.0375 | 121.485 | 241.2857 | 66.7585 | 660.05 | 793.6667 | 183.3313 | 536.6215 | 885.5942 | 247.5149
[48 empty] | 2971 | 285.1158 | 89.0375 | 121.485 | 241.2857 | 66.7585 | 660.05 | 793.6667 | 183.3313 | 536.6215 | 885.5942 | 247.5149
[48 empty] | 2972 | 285.1158 | 89.0375 | 121.485 | 241.2857 | 66.7585 | 660.05 | 793.6667 | 183.3313 | 536.6215 | 885.5942 | 247.5149
[48 empty] | 2973 | 285.1158 | 89.0375 | 121.485 | 241.2857 | 66.7585 | 660.05 | 793.6667 | 183.3313 | 536.6215 | 885.5942 | 247.5149
[48 empty] | 2974 | 285.1158 | 89.0375 | 121.485 | 241.2857 | 66.7585 | 660.05 | 793.6667 | 183.3313 | 536.6215 | 885.5942 | 247.5149
[48 empty] | 2975 | 285.1158 | 89.0375 | 121.485 | 241.2857 | 66.7585 | 660.05 | 793.6667 | 183.3313 | 536.6215 | 885.5942 | 247.5149
[48 empty] | 2976 | 285.1158 | 89.0375 | 121.485 | 241.2857 | 66.7585 | 660.05 | 793.6667 | 183.3313 | 536.6215 | 885.5942 | 247.5149
[48 empty] | 2977 | 300.8579 | 95.9313 | 124.48 | 256.8762 | 67.23 | 723.85 | 821 | 198.2733 | 549.2225 | 912.2859 | 251.7953
[48 empty] | 2978 | 300.8579 | 95.9313 | 124.48 | 256.8762 | 67.23 | 723.85 | 821 | 198.2733 | 549.2225 | 912.2859 | 251.7953
[48 empty] | 2979 | 300.8579 | 95.9313 | 124.48 | 256.8762 | 67.23 | 723.85 | 821 | 198.2733 | 549.2225 | 912.2859 | 251.7953
[48 empty] | 2980 | 300.8579 | 95.9313 | 124.48 | 256.8762 | 67.23 | 723.85 | 821 | 198.2733 | 549.2225 | 912.2859 | 251.7953
[48 empty] | 2981 | 300.8579 | 95.9313 | 124.48 | 256.8762 | 67.23 | 723.85 | 821 | 198.2733 | 549.2225 | 912.2859 | 251.7953
[48 empty] | 2982 | 300.8579 | 95.9313 | 124.48 | 256.8762 | 67.23 | 723.85 | 821 | 198.2733 | 549.2225 | 912.2859 | 251.7953
[48 empty] | 2983 | 300.8579 | 95.9313 | 124.48 | 256.8762 | 67.23 | 723.85 | 821 | 198.2733 | 549.2225 | 912.2859 | 251.7953
[48 empty] | 2984 | 300.8579 | 95.9313 | 124.48 | 256.8762 | 67.23 | 723.85 | 821 | 198.2733 | 549.2225 | 912.2859 | 251.7953
[48 empty] | 2985 | 300.8579 | 95.9313 | 124.48 | 256.8762 | 67.23 | 723.85 | 821 | 198.2733 | 549.2225 | 912.2859 | 251.7953
[48 empty] | 2986 | 300.8579 | 95.9313 | 124.48 | 256.8762 | 67.23 | 723.85 | 821 | 198.2733 | 549.2225 | 912.2859 | 251.7953
[48 empty] | 2987 | 300.8579 | 95.9313 | 124.48 | 256.8762 | 67.23 | 723.85 | 821 | 198.2733 | 549.2225 | 912.2859 | 251.7953
[48 empty] | 2988 | 300.8579 | 95.9313 | 124.48 | 256.8762 | 67.23 | 723.85 | 821 | 198.2733 | 549.2225 | 912.2859 | 251.7953
[48 empty] | 2989 | 300.8579 | 95.9313 | 124.48 | 256.8762 | 67.23 | 723.85 | 821 | 198.2733 | 549.2225 | 912.2859 | 251.7953
[48 empty] | 2990 | 300.8579 | 95.9313 | 124.48 | 256.8762 | 67.23 | 723.85 | 821 | 198.2733 | 549.2225 | 912.2859 | 251.7953
[48 empty] | 2991 | 300.8579 | 95.9313 | 124.48 | 256.8762 | 67.23 | 723.85 | 821 | 198.2733 | 549.2225 | 912.2859 | 251.7953
[48 empty] | 2992 | 300.8579 | 95.9313 | 124.48 | 256.8762 | 67.23 | 723.85 | 821 | 198.2733 | 549.2225 | 912.2859 | 251.7953
[48 empty] | 2993 | 300.8579 | 95.9313 | 124.48 | 256.8762 | 67.23 | 723.85 | 821 | 198.2733 | 549.2225 | 912.2859 | 251.7953
[48 empty] | 2994 | 300.8579 | 95.9313 | 124.48 | 256.8762 | 67.23 | 723.85 | 821 | 198.2733 | 549.2225 | 912.2859 | 251.7953
[48 empty] | 2995 | 300.8579 | 95.9313 | 124.48 | 256.8762 | 67.23 | 723.85 | 821 | 198.2733 | 549.2225 | 912.2859 | 251.7953
[48 empty] | 2996 | 300.8579 | 95.9313 | 124.48 | 256.8762 | 67.23 | 723.85 | 821 | 198.2733 | 549.2225 | 912.2859 | 251.7953
[48 empty] | 2997 | 300.8579 | 95.9313 | 124.48 | 256.8762 | 67.23 | 723.85 | 821 | 198.2733 | 549.2225 | 912.2859 | 251.7953
[48 empty] | 2998 | 300.8579 | 95.9313 | 124.48 | 256.8762 | 67.23 | 723.85 | 821 | 198.2733 | 549.2225 | 912.2859 | 251.7953
[48 empty] | 2999 | 300.8579 | 95.9313 | 124.48 | 256.8762 | 67.23 | 723.85 | 821 | 198.2733 | 549.2225 | 912.2859 | 251.7953
[48 empty] | 3000 | 300.8579 | 95.9313 | 124.48 | 256.8762 | 67.23 | 723.85 | 821 | 198.2733 | 549.2225 | 912.2859 | 251.7953
[48 empty] | 3001 | 325.9053 | 102.5812 | 128.735 | 273.8524 | 68.9554 | 779.6 | 838.4762 | 213.196 | 557.5017 | 961.0062 | 260.99
[48 empty] | 3002 | 325.9053 | 102.5812 | 128.735 | 273.8524 | 68.9554 | 779.6 | 838.4762 | 213.196 | 557.5017 | 961.0062 | 260.99
[48 empty] | 3003 | 325.9053 | 102.5812 | 128.735 | 273.8524 | 68.9554 | 779.6 | 838.4762 | 213.196 | 557.5017 | 961.0062 | 260.99
[48 empty] | 3004 | 325.9053 | 102.5812 | 128.735 | 273.8524 | 68.9554 | 779.6 | 838.4762 | 213.196 | 557.5017 | 961.0062 | 260.99
[48 empty] | 3005 | 325.9053 | 102.5812 | 128.735 | 273.8524 | 68.9554 | 779.6 | 838.4762 | 213.196 | 557.5017 | 961.0062 | 260.99
[48 empty] | 3006 | 325.9053 | 102.5812 | 128.735 | 273.8524 | 68.9554 | 779.6 | 838.4762 | 213.196 | 557.5017 | 961.0062 | 260.99
[48 empty] | 3007 | 325.9053 | 102.5812 | 128.735 | 273.8524 | 68.9554 | 779.6 | 838.4762 | 213.196 | 557.5017 | 961.0062 | 260.99
[48 empty] | 3008 | 325.9053 | 102.5812 | 128.735 | 273.8524 | 68.9554 | 779.6 | 838.4762 | 213.196 | 557.5017 | 961.0062 | 260.99
[48 empty] | 3009 | 325.9053 | 102.5812 | 128.735 | 273.8524 | 68.9554 | 779.6 | 838.4762 | 213.196 | 557.5017 | 961.0062 | 260.99
[48 empty] | 3010 | 325.9053 | 102.5812 | 128.735 | 273.8524 | 68.9554 | 779.6 | 838.4762 | 213.196 | 557.5017 | 961.0062 | 260.99
[48 empty] | 3011 | 325.9053 | 102.5812 | 128.735 | 273.8524 | 68.9554 | 779.6 | 838.4762 | 213.196 | 557.5017 | 961.0062 | 260.99
[48 empty] | 3012 | 325.9053 | 102.5812 | 128.735 | 273.8524 | 68.9554 | 779.6 | 838.4762 | 213.196 | 557.5017 | 961.0062 | 260.99
[48 empty] | 3013 | 325.9053 | 102.5812 | 128.735 | 273.8524 | 68.9554 | 779.6 | 838.4762 | 213.196 | 557.5017 | 961.0062 | 260.99
[48 empty] | 3014 | 325.9053 | 102.5812 | 128.735 | 273.8524 | 68.9554 | 779.6 | 838.4762 | 213.196 | 557.5017 | 961.0062 | 260.99
[48 empty] | 3015 | 325.9053 | 102.5812 | 128.735 | 273.8524 | 68.9554 | 779.6 | 838.4762 | 213.196 | 557.5017 | 961.0062 | 260.99
[48 empty] | 3016 | 325.9053 | 102.5812 | 128.735 | 273.8524 | 68.9554 | 779.6 | 838.4762 | 213.196 | 557.5017 | 961.0062 | 260.99
[48 empty] | 3017 | 325.9053 | 102.5812 | 128.735 | 273.8524 | 68.9554 | 779.6 | 838.4762 | 213.196 | 557.5017 | 961.0062 | 260.99
[48 empty] | 3018 | 325.9053 | 102.5812 | 128.735 | 273.8524 | 68.9554 | 779.6 | 838.4762 | 213.196 | 557.5017 | 961.0062 | 260.99
[48 empty] | 3019 | 325.9053 | 102.5812 | 128.735 | 273.8524 | 68.9554 | 779.6 | 838.4762 | 213.196 | 557.5017 | 961.0062 | 260.99
[48 empty] | 3020 | 325.9053 | 102.5812 | 128.735 | 273.8524 | 68.9554 | 779.6 | 838.4762 | 213.196 | 557.5017 | 961.0062 | 260.99
[48 empty] | 3021 | 325.9053 | 102.5812 | 128.735 | 273.8524 | 68.9554 | 779.6 | 838.4762 | 213.196 | 557.5017 | 961.0062 | 260.99
[48 empty] | 3022 | 325.9053 | 102.5812 | 128.735 | 273.8524 | 68.9554 | 779.6 | 838.4762 | 213.196 | 557.5017 | 961.0062 | 260.99
[48 empty] | 3023 | 325.9053 | 102.5812 | 128.735 | 273.8524 | 68.9554 | 779.6 | 838.4762 | 213.196 | 557.5017 | 961.0062 | 260.99
[48 empty] | 3024 | 325.9053 | 102.5812 | 128.735 | 273.8524 | 68.9554 | 779.6 | 838.4762 | 213.196 | 557.5017 | 961.0062 | 260.99
[48 empty] | 3025 | 347.9579 | 108.7875 | 133.235 | 292.5667 | 73.0162 | 826.1 | 865.0476 | 230.6587 | 567.9639 | 995.2422 | 271.472
[48 empty] | 3026 | 347.9579 | 108.7875 | 133.235 | 292.5667 | 73.0162 | 826.1 | 865.0476 | 230.6587 | 567.9639 | 995.2422 | 271.472
[48 empty] | 3027 | 347.9579 | 108.7875 | 133.235 | 292.5667 | 73.0162 | 826.1 | 865.0476 | 230.6587 | 567.9639 | 995.2422 | 271.472
[48 empty] | 3028 | 347.9579 | 108.7875 | 133.235 | 292.5667 | 73.0162 | 826.1 | 865.0476 | 230.6587 | 567.9639 | 995.2422 | 271.472
[48 empty] | 3029 | 347.9579 | 108.7875 | 133.235 | 292.5667 | 73.0162 | 826.1 | 865.0476 | 230.6587 | 567.9639 | 995.2422 | 271.472
[48 empty] | 3030 | 347.9579 | 108.7875 | 133.235 | 292.5667 | 73.0162 | 826.1 | 865.0476 | 230.6587 | 567.9639 | 995.2422 | 271.472
[48 empty] | 3031 | 347.9579 | 108.7875 | 133.235 | 292.5667 | 73.0162 | 826.1 | 865.0476 | 230.6587 | 567.9639 | 995.2422 | 271.472
[48 empty] | 3032 | 347.9579 | 108.7875 | 133.235 | 292.5667 | 73.0162 | 826.1 | 865.0476 | 230.6587 | 567.9639 | 995.2422 | 271.472
[48 empty] | 3033 | 347.9579 | 108.7875 | 133.235 | 292.5667 | 73.0162 | 826.1 | 865.0476 | 230.6587 | 567.9639 | 995.2422 | 271.472
[48 empty] | 3034 | 347.9579 | 108.7875 | 133.235 | 292.5667 | 73.0162 | 826.1 | 865.0476 | 230.6587 | 567.9639 | 995.2422 | 271.472
[48 empty] | 3035 | 347.9579 | 108.7875 | 133.235 | 292.5667 | 73.0162 | 826.1 | 865.0476 | 230.6587 | 567.9639 | 995.2422 | 271.472
[48 empty] | 3036 | 347.9579 | 108.7875 | 133.235 | 292.5667 | 73.0162 | 826.1 | 865.0476 | 230.6587 | 567.9639 | 995.2422 | 271.472
[48 empty] | 3037 | 347.9579 | 108.7875 | 133.235 | 292.5667 | 73.0162 | 826.1 | 865.0476 | 230.6587 | 567.9639 | 995.2422 | 271.472
[48 empty] | 3038 | 347.9579 | 108.7875 | 133.235 | 292.5667 | 73.0162 | 826.1 | 865.0476 | 230.6587 | 567.9639 | 995.2422 | 271.472
[48 empty] | 3039 | 347.9579 | 108.7875 | 133.235 | 292.5667 | 73.0162 | 826.1 | 865.0476 | 230.6587 | 567.9639 | 995.2422 | 271.472
[48 empty] | 3040 | 347.9579 | 108.7875 | 133.235 | 292.5667 | 73.0162 | 826.1 | 865.0476 | 230.6587 | 567.9639 | 995.2422 | 271.472
[48 empty] | 3041 | 347.9579 | 108.7875 | 133.235 | 292.5667 | 73.0162 | 826.1 | 865.0476 | 230.6587 | 567.9639 | 995.2422 | 271.472
[48 empty] | 3042 | 347.9579 | 108.7875 | 133.235 | 292.5667 | 73.0162 | 826.1 | 865.0476 | 230.6587 | 567.9639 | 995.2422 | 271.472
[48 empty] | 3043 | 347.9579 | 108.7875 | 133.235 | 292.5667 | 73.0162 | 826.1 | 865.0476 | 230.6587 | 567.9639 | 995.2422 | 271.472
[48 empty] | 3044 | 347.9579 | 108.7875 | 133.235 | 292.5667 | 73.0162 | 826.1 | 865.0476 | 230.6587 | 567.9639 | 995.2422 | 271.472
[48 empty] | 3045 | 347.9579 | 108.7875 | 133.235 | 292.5667 | 73.0162 | 826.1 | 865.0476 | 230.6587 | 567.9639 | 995.2422 | 271.472
[48 empty] | 3046 | 347.9579 | 108.7875 | 133.235 | 292.5667 | 73.0162 | 826.1 | 865.0476 | 230.6587 | 567.9639 | 995.2422 | 271.472
[48 empty] | 3047 | 347.9579 | 108.7875 | 133.235 | 292.5667 | 73.0162 | 826.1 | 865.0476 | 230.6587 | 567.9639 | 995.2422 | 271.472
[48 empty] | 3048 | 347.9579 | 108.7875 | 133.235 | 292.5667 | 73.0162 | 826.1 | 865.0476 | 230.6587 | 567.9639 | 995.2422 | 271.472
[48 empty] | 3049 | 366.4789 | 117.1375 | 138.505 | 315.0857 | 79.0262 | 867.95 | 896.381 | 248.9023 | 577.4359 | 1034.3037 | 280.8932
[48 empty] | 3050 | 366.4789 | 117.1375 | 138.505 | 315.0857 | 79.0262 | 867.95 | 896.381 | 248.9023 | 577.4359 | 1034.3037 | 280.8932
[48 empty] | 3051 | 366.4789 | 117.1375 | 138.505 | 315.0857 | 79.0262 | 867.95 | 896.381 | 248.9023 | 577.4359 | 1034.3037 | 280.8932
[48 empty] | 3052 | 366.4789 | 117.1375 | 138.505 | 315.0857 | 79.0262 | 867.95 | 896.381 | 248.9023 | 577.4359 | 1034.3037 | 280.8932
[48 empty] | 3053 | 366.4789 | 117.1375 | 138.505 | 315.0857 | 79.0262 | 867.95 | 896.381 | 248.9023 | 577.4359 | 1034.3037 | 280.8932
[48 empty] | 3054 | 366.4789 | 117.1375 | 138.505 | 315.0857 | 79.0262 | 867.95 | 896.381 | 248.9023 | 577.4359 | 1034.3037 | 280.8932
[48 empty] | 3055 | 366.4789 | 117.1375 | 138.505 | 315.0857 | 79.0262 | 867.95 | 896.381 | 248.9023 | 577.4359 | 1034.3037 | 280.8932
[48 empty] | 3056 | 366.4789 | 117.1375 | 138.505 | 315.0857 | 79.0262 | 867.95 | 896.381 | 248.9023 | 577.4359 | 1034.3037 | 280.8932
[48 empty] | 3057 | 366.4789 | 117.1375 | 138.505 | 315.0857 | 79.0262 | 867.95 | 896.381 | 248.9023 | 577.4359 | 1034.3037 | 280.8932
[48 empty] | 3058 | 366.4789 | 117.1375 | 138.505 | 315.0857 | 79.0262 | 867.95 | 896.381 | 248.9023 | 577.4359 | 1034.3037 | 280.8932
[48 empty] | 3059 | 366.4789 | 117.1375 | 138.505 | 315.0857 | 79.0262 | 867.95 | 896.381 | 248.9023 | 577.4359 | 1034.3037 | 280.8932
[48 empty] | 3060 | 366.4789 | 117.1375 | 138.505 | 315.0857 | 79.0262 | 867.95 | 896.381 | 248.9023 | 577.4359 | 1034.3037 | 280.8932
[48 empty] | 3061 | 366.4789 | 117.1375 | 138.505 | 315.0857 | 79.0262 | 867.95 | 896.381 | 248.9023 | 577.4359 | 1034.3037 | 280.8932
[48 empty] | 3062 | 366.4789 | 117.1375 | 138.505 | 315.0857 | 79.0262 | 867.95 | 896.381 | 248.9023 | 577.4359 | 1034.3037 | 280.8932
[48 empty] | 3063 | 366.4789 | 117.1375 | 138.505 | 315.0857 | 79.0262 | 867.95 | 896.381 | 248.9023 | 577.4359 | 1034.3037 | 280.8932
[48 empty] | 3064 | 366.4789 | 117.1375 | 138.505 | 315.0857 | 79.0262 | 867.95 | 896.381 | 248.9023 | 577.4359 | 1034.3037 | 280.8932
[48 empty] | 3065 | 366.4789 | 117.1375 | 138.505 | 315.0857 | 79.0262 | 867.95 | 896.381 | 248.9023 | 577.4359 | 1034.3037 | 280.8932
[48 empty] | 3066 | 366.4789 | 117.1375 | 138.505 | 315.0857 | 79.0262 | 867.95 | 896.381 | 248.9023 | 577.4359 | 1034.3037 | 280.8932
[48 empty] | 3067 | 366.4789 | 117.1375 | 138.505 | 315.0857 | 79.0262 | 867.95 | 896.381 | 248.9023 | 577.4359 | 1034.3037 | 280.8932
[48 empty] | 3068 | 366.4789 | 117.1375 | 138.505 | 315.0857 | 79.0262 | 867.95 | 896.381 | 248.9023 | 577.4359 | 1034.3037 | 280.8932
[48 empty] | 3069 | 366.4789 | 117.1375 | 138.505 | 315.0857 | 79.0262 | 867.95 | 896.381 | 248.9023 | 577.4359 | 1034.3037 | 280.8932
[48 empty] | 3070 | 366.4789 | 117.1375 | 138.505 | 315.0857 | 79.0262 | 867.95 | 896.381 | 248.9023 | 577.4359 | 1034.3037 | 280.8932
[48 empty] | 3071 | 366.4789 | 117.1375 | 138.505 | 315.0857 | 79.0262 | 867.95 | 896.381 | 248.9023 | 577.4359 | 1034.3037 | 280.8932
[48 empty] | 3072 | 366.4789 | 117.1375 | 138.505 | 315.0857 | 79.0262 | 867.95 | 896.381 | 248.9023 | 577.4359 | 1034.3037 | 280.8932
[48 empty] | 3073 | 397.1105 | 127.1937 | 144.38 | 340.4905 | 88.0608 | 918.05 | 933.3333 | 261.265 | 594.8262 | 1091.1289 | 294.1393
[48 empty] | 3074 | 397.1105 | 127.1937 | 144.38 | 340.4905 | 88.0608 | 918.05 | 933.3333 | 261.265 | 594.8262 | 1091.1289 | 294.1393
[48 empty] | 3075 | 397.1105 | 127.1937 | 144.38 | 340.4905 | 88.0608 | 918.05 | 933.3333 | 261.265 | 594.8262 | 1091.1289 | 294.1393
[48 empty] | 3076 | 397.1105 | 127.1937 | 144.38 | 340.4905 | 88.0608 | 918.05 | 933.3333 | 261.265 | 594.8262 | 1091.1289 | 294.1393
[48 empty] | 3077 | 397.1105 | 127.1937 | 144.38 | 340.4905 | 88.0608 | 918.05 | 933.3333 | 261.265 | 594.8262 | 1091.1289 | 294.1393
[48 empty] | 3078 | 397.1105 | 127.1937 | 144.38 | 340.4905 | 88.0608 | 918.05 | 933.3333 | 261.265 | 594.8262 | 1091.1289 | 294.1393
[48 empty] | 3079 | 397.1105 | 127.1937 | 144.38 | 340.4905 | 88.0608 | 918.05 | 933.3333 | 261.265 | 594.8262 | 1091.1289 | 294.1393
[48 empty] | 3080 | 397.1105 | 127.1937 | 144.38 | 340.4905 | 88.0608 | 918.05 | 933.3333 | 261.265 | 594.8262 | 1091.1289 | 294.1393
[48 empty] | 3081 | 397.1105 | 127.1937 | 144.38 | 340.4905 | 88.0608 | 918.05 | 933.3333 | 261.265 | 594.8262 | 1091.1289 | 294.1393
[48 empty] | 3082 | 397.1105 | 127.1937 | 144.38 | 340.4905 | 88.0608 | 918.05 | 933.3333 | 261.265 | 594.8262 | 1091.1289 | 294.1393
[48 empty] | 3083 | 397.1105 | 127.1937 | 144.38 | 340.4905 | 88.0608 | 918.05 | 933.3333 | 261.265 | 594.8262 | 1091.1289 | 294.1393
[48 empty] | 3084 | 397.1105 | 127.1937 | 144.38 | 340.4905 | 88.0608 | 918.05 | 933.3333 | 261.265 | 594.8262 | 1091.1289 | 294.1393
[48 empty] | 3085 | 397.1105 | 127.1937 | 144.38 | 340.4905 | 88.0608 | 918.05 | 933.3333 | 261.265 | 594.8262 | 1091.1289 | 294.1393
[48 empty] | 3086 | 397.1105 | 127.1937 | 144.38 | 340.4905 | 88.0608 | 918.05 | 933.3333 | 261.265 | 594.8262 | 1091.1289 | 294.1393
[48 empty] | 3087 | 397.1105 | 127.1937 | 144.38 | 340.4905 | 88.0608 | 918.05 | 933.3333 | 261.265 | 594.8262 | 1091.1289 | 294.1393
[48 empty] | 3088 | 397.1105 | 127.1937 | 144.38 | 340.4905 | 88.0608 | 918.05 | 933.3333 | 261.265 | 594.8262 | 1091.1289 | 294.1393
[48 empty] | 3089 | 397.1105 | 127.1937 | 144.38 | 340.4905 | 88.0608 | 918.05 | 933.3333 | 261.265 | 594.8262 | 1091.1289 | 294.1393
[48 empty] | 3090 | 397.1105 | 127.1937 | 144.38 | 340.4905 | 88.0608 | 918.05 | 933.3333 | 261.265 | 594.8262 | 1091.1289 | 294.1393
[48 empty] | 3091 | 397.1105 | 127.1937 | 144.38 | 340.4905 | 88.0608 | 918.05 | 933.3333 | 261.265 | 594.8262 | 1091.1289 | 294.1393
[48 empty] | 3092 | 397.1105 | 127.1937 | 144.38 | 340.4905 | 88.0608 | 918.05 | 933.3333 | 261.265 | 594.8262 | 1091.1289 | 294.1393
[48 empty] | 3093 | 397.1105 | 127.1937 | 144.38 | 340.4905 | 88.0608 | 918.05 | 933.3333 | 261.265 | 594.8262 | 1091.1289 | 294.1393
[48 empty] | 3094 | 397.1105 | 127.1937 | 144.38 | 340.4905 | 88.0608 | 918.05 | 933.3333 | 261.265 | 594.8262 | 1091.1289 | 294.1393
[48 empty] | 3095 | 397.1105 | 127.1937 | 144.38 | 340.4905 | 88.0608 | 918.05 | 933.3333 | 261.265 | 594.8262 | 1091.1289 | 294.1393
[48 empty] | 3096 | 397.1105 | 127.1937 | 144.38 | 340.4905 | 88.0608 | 918.05 | 933.3333 | 261.265 | 594.8262 | 1091.1289 | 294.1393
[48 empty] | 3097 | 440.6421 | 139.8938 | 150.89 | 361.0905 | 97.7254 | 958.8 | 964.5238 | 279.791 | 620.5615 | 1138.1616 | 311.2443
[48 empty] | 3098 | 440.6421 | 139.8938 | 150.89 | 361.0905 | 97.7254 | 958.8 | 964.5238 | 279.791 | 620.5615 | 1138.1616 | 311.2443
[48 empty] | 3099 | 440.6421 | 139.8938 | 150.89 | 361.0905 | 97.7254 | 958.8 | 964.5238 | 279.791 | 620.5615 | 1138.1616 | 311.2443
[48 empty] | 3100 | 440.6421 | 139.8938 | 150.89 | 361.0905 | 97.7254 | 958.8 | 964.5238 | 279.791 | 620.5615 | 1138.1616 | 311.2443
[48 empty] | 3101 | 440.6421 | 139.8938 | 150.89 | 361.0905 | 97.7254 | 958.8 | 964.5238 | 279.791 | 620.5615 | 1138.1616 | 311.2443
[48 empty] | 3102 | 440.6421 | 139.8938 | 150.89 | 361.0905 | 97.7254 | 958.8 | 964.5238 | 279.791 | 620.5615 | 1138.1616 | 311.2443
[48 empty] | 3103 | 440.6421 | 139.8938 | 150.89 | 361.0905 | 97.7254 | 958.8 | 964.5238 | 279.791 | 620.5615 | 1138.1616 | 311.2443
[48 empty] | 3104 | 440.6421 | 139.8938 | 150.89 | 361.0905 | 97.7254 | 958.8 | 964.5238 | 279.791 | 620.5615 | 1138.1616 | 311.2443
[48 empty] | 3105 | 440.6421 | 139.8938 | 150.89 | 361.0905 | 97.7254 | 958.8 | 964.5238 | 279.791 | 620.5615 | 1138.1616 | 311.2443
[48 empty] | 3106 | 440.6421 | 139.8938 | 150.89 | 361.0905 | 97.7254 | 958.8 | 964.5238 | 279.791 | 620.5615 | 1138.1616 | 311.2443
[48 empty] | 3107 | 440.6421 | 139.8938 | 150.89 | 361.0905 | 97.7254 | 958.8 | 964.5238 | 279.791 | 620.5615 | 1138.1616 | 311.2443
[48 empty] | 3108 | 440.6421 | 139.8938 | 150.89 | 361.0905 | 97.7254 | 958.8 | 964.5238 | 279.791 | 620.5615 | 1138.1616 | 311.2443
[48 empty] | 3109 | 440.6421 | 139.8938 | 150.89 | 361.0905 | 97.7254 | 958.8 | 964.5238 | 279.791 | 620.5615 | 1138.1616 | 311.2443
[48 empty] | 3110 | 440.6421 | 139.8938 | 150.89 | 361.0905 | 97.7254 | 958.8 | 964.5238 | 279.791 | 620.5615 | 1138.1616 | 311.2443
[48 empty] | 3111 | 440.6421 | 139.8938 | 150.89 | 361.0905 | 97.7254 | 958.8 | 964.5238 | 279.791 | 620.5615 | 1138.1616 | 311.2443
[48 empty] | 3112 | 440.6421 | 139.8938 | 150.89 | 361.0905 | 97.7254 | 958.8 | 964.5238 | 279.791 | 620.5615 | 1138.1616 | 311.2443
[48 empty] | 3113 | 440.6421 | 139.8938 | 150.89 | 361.0905 | 97.7254 | 958.8 | 964.5238 | 279.791 | 620.5615 | 1138.1616 | 311.2443
[48 empty] | 3114 | 440.6421 | 139.8938 | 150.89 | 361.0905 | 97.7254 | 958.8 | 964.5238 | 279.791 | 620.5615 | 1138.1616 | 311.2443
[48 empty] | 3115 | 440.6421 | 139.8938 | 150.89 | 361.0905 | 97.7254 | 958.8 | 964.5238 | 279.791 | 620.5615 | 1138.1616 | 311.2443
[48 empty] | 3116 | 440.6421 | 139.8938 | 150.89 | 361.0905 | 97.7254 | 958.8 | 964.5238 | 279.791 | 620.5615 | 1138.1616 | 311.2443
[48 empty] | 3117 | 440.6421 | 139.8938 | 150.89 | 361.0905 | 97.7254 | 958.8 | 964.5238 | 279.791 | 620.5615 | 1138.1616 | 311.2443
[48 empty] | 3118 | 440.6421 | 139.8938 | 150.89 | 361.0905 | 97.7254 | 958.8 | 964.5238 | 279.791 | 620.5615 | 1138.1616 | 311.2443
[48 empty] | 3119 | 440.6421 | 139.8938 | 150.89 | 361.0905 | 97.7254 | 958.8 | 964.5238 | 279.791 | 620.5615 | 1138.1616 | 311.2443
[48 empty] | 3120 | 440.6421 | 139.8938 | 150.89 | 361.0905 | 97.7254 | 958.8 | 964.5238 | 279.791 | 620.5615 | 1138.1616 | 311.2443
[48 empty] | 3121 | 485.1737 | 154.625 | 157.97 | 385.5571 | 109.2085 | 1021.1 | 999 | 299.2807 | 655.6493 | 1109.2485 | 325.5564
[48 empty] | 3122 | 485.1737 | 154.625 | 157.97 | 385.5571 | 109.2085 | 1021.1 | 999 | 299.2807 | 655.6493 | 1109.2485 | 325.5564
[48 empty] | 3123 | 485.1737 | 154.625 | 157.97 | 385.5571 | 109.2085 | 1021.1 | 999 | 299.2807 | 655.6493 | 1109.2485 | 325.5564
[48 empty] | 3124 | 485.1737 | 154.625 | 157.97 | 385.5571 | 109.2085 | 1021.1 | 999 | 299.2807 | 655.6493 | 1109.2485 | 325.5564
[48 empty] | 3125 | 485.1737 | 154.625 | 157.97 | 385.5571 | 109.2085 | 1021.1 | 999 | 299.2807 | 655.6493 | 1109.2485 | 325.5564
[48 empty] | 3126 | 485.1737 | 154.625 | 157.97 | 385.5571 | 109.2085 | 1021.1 | 999 | 299.2807 | 655.6493 | 1109.2485 | 325.5564
[48 empty] | 3127 | 485.1737 | 154.625 | 157.97 | 385.5571 | 109.2085 | 1021.1 | 999 | 299.2807 | 655.6493 | 1109.2485 | 325.5564
[48 empty] | 3128 | 485.1737 | 154.625 | 157.97 | 385.5571 | 109.2085 | 1021.1 | 999 | 299.2807 | 655.6493 | 1109.2485 | 325.5564
[48 empty] | 3129 | 485.1737 | 154.625 | 157.97 | 385.5571 | 109.2085 | 1021.1 | 999 | 299.2807 | 655.6493 | 1109.2485 | 325.5564
[48 empty] | 3130 | 485.1737 | 154.625 | 157.97 | 385.5571 | 109.2085 | 1021.1 | 999 | 299.2807 | 655.6493 | 1109.2485 | 325.5564
[48 empty] | 3131 | 485.1737 | 154.625 | 157.97 | 385.5571 | 109.2085 | 1021.1 | 999 | 299.2807 | 655.6493 | 1109.2485 | 325.5564
[48 empty] | 3132 | 485.1737 | 154.625 | 157.97 | 385.5571 | 109.2085 | 1021.1 | 999 | 299.2807 | 655.6493 | 1109.2485 | 325.5564
[48 empty] | 3133 | 485.1737 | 154.625 | 157.97 | 385.5571 | 109.2085 | 1021.1 | 999 | 299.2807 | 655.6493 | 1109.2485 | 325.5564
[48 empty] | 3134 | 485.1737 | 154.625 | 157.97 | 385.5571 | 109.2085 | 1021.1 | 999 | 299.2807 | 655.6493 | 1109.2485 | 325.5564
[48 empty] | 3135 | 485.1737 | 154.625 | 157.97 | 385.5571 | 109.2085 | 1021.1 | 999 | 299.2807 | 655.6493 | 1109.2485 | 325.5564
[48 empty] | 3136 | 485.1737 | 154.625 | 157.97 | 385.5571 | 109.2085 | 1021.1 | 999 | 299.2807 | 655.6493 | 1109.2485 | 325.5564
[48 empty] | 3137 | 485.1737 | 154.625 | 157.97 | 385.5571 | 109.2085 | 1021.1 | 999 | 299.2807 | 655.6493 | 1109.2485 | 325.5564
[48 empty] | 3138 | 485.1737 | 154.625 | 157.97 | 385.5571 | 109.2085 | 1021.1 | 999 | 299.2807 | 655.6493 | 1109.2485 | 325.5564
[48 empty] | 3139 | 485.1737 | 154.625 | 157.97 | 385.5571 | 109.2085 | 1021.1 | 999 | 299.2807 | 655.6493 | 1109.2485 | 325.5564
[48 empty] | 3140 | 485.1737 | 154.625 | 157.97 | 385.5571 | 109.2085 | 1021.1 | 999 | 299.2807 | 655.6493 | 1109.2485 | 325.5564
[48 empty] | 3141 | 485.1737 | 154.625 | 157.97 | 385.5571 | 109.2085 | 1021.1 | 999 | 299.2807 | 655.6493 | 1109.2485 | 325.5564
[48 empty] | 3142 | 485.1737 | 154.625 | 157.97 | 385.5571 | 109.2085 | 1021.1 | 999 | 299.2807 | 655.6493 | 1109.2485 | 325.5564
[48 empty] | 3143 | 485.1737 | 154.625 | 157.97 | 385.5571 | 109.2085 | 1021.1 | 999 | 299.2807 | 655.6493 | 1109.2485 | 325.5564
[48 empty] | 3144 | 485.1737 | 154.625 | 157.97 | 385.5571 | 109.2085 | 1021.1 | 999 | 299.2807 | 655.6493 | 1109.2485 | 325.5564
[48 empty] | 3145 | 540.4 | 171.3812 | 166.89 | 411.881 | 119.3323 | 1079.45 | 1025.0952 | 319.38 | 688.887 | 1119.5909 | 338.9911
[48 empty] | 3146 | 540.4 | 171.3812 | 166.89 | 411.881 | 119.3323 | 1079.45 | 1025.0952 | 319.38 | 688.887 | 1119.5909 | 338.9911
[48 empty] | 3147 | 540.4 | 171.3812 | 166.89 | 411.881 | 119.3323 | 1079.45 | 1025.0952 | 319.38 | 688.887 | 1119.5909 | 338.9911
[48 empty] | 3148 | 540.4 | 171.3812 | 166.89 | 411.881 | 119.3323 | 1079.45 | 1025.0952 | 319.38 | 688.887 | 1119.5909 | 338.9911
[48 empty] | 3149 | 540.4 | 171.3812 | 166.89 | 411.881 | 119.3323 | 1079.45 | 1025.0952 | 319.38 | 688.887 | 1119.5909 | 338.9911
[48 empty] | 3150 | 540.4 | 171.3812 | 166.89 | 411.881 | 119.3323 | 1079.45 | 1025.0952 | 319.38 | 688.887 | 1119.5909 | 338.9911
[48 empty] | 3151 | 540.4 | 171.3812 | 166.89 | 411.881 | 119.3323 | 1079.45 | 1025.0952 | 319.38 | 688.887 | 1119.5909 | 338.9911
[48 empty] | 3152 | 540.4 | 171.3812 | 166.89 | 411.881 | 119.3323 | 1079.45 | 1025.0952 | 319.38 | 688.887 | 1119.5909 | 338.9911
[48 empty] | 3153 | 540.4 | 171.3812 | 166.89 | 411.881 | 119.3323 | 1079.45 | 1025.0952 | 319.38 | 688.887 | 1119.5909 | 338.9911
[48 empty] | 3154 | 540.4 | 171.3812 | 166.89 | 411.881 | 119.3323 | 1079.45 | 1025.0952 | 319.38 | 688.887 | 1119.5909 | 338.9911
[48 empty] | 3155 | 540.4 | 171.3812 | 166.89 | 411.881 | 119.3323 | 1079.45 | 1025.0952 | 319.38 | 688.887 | 1119.5909 | 338.9911
[48 empty] | 3156 | 540.4 | 171.3812 | 166.89 | 411.881 | 119.3323 | 1079.45 | 1025.0952 | 319.38 | 688.887 | 1119.5909 | 338.9911
[48 empty] | 3157 | 540.4 | 171.3812 | 166.89 | 411.881 | 119.3323 | 1079.45 | 1025.0952 | 319.38 | 688.887 | 1119.5909 | 338.9911
[48 empty] | 3158 | 540.4 | 171.3812 | 166.89 | 411.881 | 119.3323 | 1079.45 | 1025.0952 | 319.38 | 688.887 | 1119.5909 | 338.9911
[48 empty] | 3159 | 540.4 | 171.3812 | 166.89 | 411.881 | 119.3323 | 1079.45 | 1025.0952 | 319.38 | 688.887 | 1119.5909 | 338.9911
[48 empty] | 3160 | 540.4 | 171.3812 | 166.89 | 411.881 | 119.3323 | 1079.45 | 1025.0952 | 319.38 | 688.887 | 1119.5909 | 338.9911
[48 empty] | 3161 | 540.4 | 171.3812 | 166.89 | 411.881 | 119.3323 | 1079.45 | 1025.0952 | 319.38 | 688.887 | 1119.5909 | 338.9911
[48 empty] | 3162 | 540.4 | 171.3812 | 166.89 | 411.881 | 119.3323 | 1079.45 | 1025.0952 | 319.38 | 688.887 | 1119.5909 | 338.9911
[48 empty] | 3163 | 540.4 | 171.3812 | 166.89 | 411.881 | 119.3323 | 1079.45 | 1025.0952 | 319.38 | 688.887 | 1119.5909 | 338.9911
[48 empty] | 3164 | 540.4 | 171.3812 | 166.89 | 411.881 | 119.3323 | 1079.45 | 1025.0952 | 319.38 | 688.887 | 1119.5909 | 338.9911
[48 empty] | 3165 | 540.4 | 171.3812 | 166.89 | 411.881 | 119.3323 | 1079.45 | 1025.0952 | 319.38 | 688.887 | 1119.5909 | 338.9911
[48 empty] | 3166 | 540.4 | 171.3812 | 166.89 | 411.881 | 119.3323 | 1079.45 | 1025.0952 | 319.38 | 688.887 | 1119.5909 | 338.9911
[48 empty] | 3167 | 540.4 | 171.3812 | 166.89 | 411.881 | 119.3323 | 1079.45 | 1025.0952 | 319.38 | 688.887 | 1119.5909 | 338.9911
[48 empty] | 3168 | 540.4 | 171.3812 | 166.89 | 411.881 | 119.3323 | 1079.45 | 1025.0952 | 319.38 | 688.887 | 1119.5909 | 338.9911
[48 empty] | 3169 | 583.8895 | 193.8375 | 178.21 | 441.3333 | 122.6369 | 1140.15 | 1050.1905 | 340.417 | 722.4335 | 1146.206 | 353.4626
[48 empty] | 3170 | 583.8895 | 193.8375 | 178.21 | 441.3333 | 122.6369 | 1140.15 | 1050.1905 | 340.417 | 722.4335 | 1146.206 | 353.4626
[48 empty] | 3171 | 583.8895 | 193.8375 | 178.21 | 441.3333 | 122.6369 | 1140.15 | 1050.1905 | 340.417 | 722.4335 | 1146.206 | 353.4626
[48 empty] | 3172 | 583.8895 | 193.8375 | 178.21 | 441.3333 | 122.6369 | 1140.15 | 1050.1905 | 340.417 | 722.4335 | 1146.206 | 353.4626
[48 empty] | 3173 | 583.8895 | 193.8375 | 178.21 | 441.3333 | 122.6369 | 1140.15 | 1050.1905 | 340.417 | 722.4335 | 1146.206 | 353.4626
[48 empty] | 3174 | 583.8895 | 193.8375 | 178.21 | 441.3333 | 122.6369 | 1140.15 | 1050.1905 | 340.417 | 722.4335 | 1146.206 | 353.4626
[48 empty] | 3175 | 583.8895 | 193.8375 | 178.21 | 441.3333 | 122.6369 | 1140.15 | 1050.1905 | 340.417 | 722.4335 | 1146.206 | 353.4626
[48 empty] | 3176 | 583.8895 | 193.8375 | 178.21 | 441.3333 | 122.6369 | 1140.15 | 1050.1905 | 340.417 | 722.4335 | 1146.206 | 353.4626
[48 empty] | 3177 | 583.8895 | 193.8375 | 178.21 | 441.3333 | 122.6369 | 1140.15 | 1050.1905 | 340.417 | 722.4335 | 1146.206 | 353.4626
[48 empty] | 3178 | 583.8895 | 193.8375 | 178.21 | 441.3333 | 122.6369 | 1140.15 | 1050.1905 | 340.417 | 722.4335 | 1146.206 | 353.4626
[48 empty] | 3179 | 583.8895 | 193.8375 | 178.21 | 441.3333 | 122.6369 | 1140.15 | 1050.1905 | 340.417 | 722.4335 | 1146.206 | 353.4626
[48 empty] | 3180 | 583.8895 | 193.8375 | 178.21 | 441.3333 | 122.6369 | 1140.15 | 1050.1905 | 340.417 | 722.4335 | 1146.206 | 353.4626
[48 empty] | 3181 | 583.8895 | 193.8375 | 178.21 | 441.3333 | 122.6369 | 1140.15 | 1050.1905 | 340.417 | 722.4335 | 1146.206 | 353.4626
[48 empty] | 3182 | 583.8895 | 193.8375 | 178.21 | 441.3333 | 122.6369 | 1140.15 | 1050.1905 | 340.417 | 722.4335 | 1146.206 | 353.4626
[48 empty] | 3183 | 583.8895 | 193.8375 | 178.21 | 441.3333 | 122.6369 | 1140.15 | 1050.1905 | 340.417 | 722.4335 | 1146.206 | 353.4626
[48 empty] | 3184 | 583.8895 | 193.8375 | 178.21 | 441.3333 | 122.6369 | 1140.15 | 1050.1905 | 340.417 | 722.4335 | 1146.206 | 353.4626
[48 empty] | 3185 | 583.8895 | 193.8375 | 178.21 | 441.3333 | 122.6369 | 1140.15 | 1050.1905 | 340.417 | 722.4335 | 1146.206 | 353.4626
[48 empty] | 3186 | 583.8895 | 193.8375 | 178.21 | 441.3333 | 122.6369 | 1140.15 | 1050.1905 | 340.417 | 722.4335 | 1146.206 | 353.4626
[48 empty] | 3187 | 583.8895 | 193.8375 | 178.21 | 441.3333 | 122.6369 | 1140.15 | 1050.1905 | 340.417 | 722.4335 | 1146.206 | 353.4626
[48 empty] | 3188 | 583.8895 | 193.8375 | 178.21 | 441.3333 | 122.6369 | 1140.15 | 1050.1905 | 340.417 | 722.4335 | 1146.206 | 353.4626
[48 empty] | 3189 | 583.8895 | 193.8375 | 178.21 | 441.3333 | 122.6369 | 1140.15 | 1050.1905 | 340.417 | 722.4335 | 1146.206 | 353.4626
[48 empty] | 3190 | 583.8895 | 193.8375 | 178.21 | 441.3333 | 122.6369 | 1140.15 | 1050.1905 | 340.417 | 722.4335 | 1146.206 | 353.4626
[48 empty] | 3191 | 583.8895 | 193.8375 | 178.21 | 441.3333 | 122.6369 | 1140.15 | 1050.1905 | 340.417 | 722.4335 | 1146.206 | 353.4626
[48 empty] | 3192 | 583.8895 | 193.8375 | 178.21 | 441.3333 | 122.6369 | 1140.15 | 1050.1905 | 340.417 | 722.4335 | 1146.206 | 353.4626
[48 empty] | 3193 | 652.2368 | 224.4812 | 192.495 | 473.7714 | 128.5 | 1203.05 | 1076.5714 | 359.7433 | 747.023 | 1170.9265 | 364.6262
[48 empty] | 3194 | 652.2368 | 224.4812 | 192.495 | 473.7714 | 128.5 | 1203.05 | 1076.5714 | 359.7433 | 747.023 | 1170.9265 | 364.6262
[48 empty] | 3195 | 652.2368 | 224.4812 | 192.495 | 473.7714 | 128.5 | 1203.05 | 1076.5714 | 359.7433 | 747.023 | 1170.9265 | 364.6262
[48 empty] | 3196 | 652.2368 | 224.4812 | 192.495 | 473.7714 | 128.5 | 1203.05 | 1076.5714 | 359.7433 | 747.023 | 1170.9265 | 364.6262
[48 empty] | 3197 | 652.2368 | 224.4812 | 192.495 | 473.7714 | 128.5 | 1203.05 | 1076.5714 | 359.7433 | 747.023 | 1170.9265 | 364.6262
[48 empty] | 3198 | 652.2368 | 224.4812 | 192.495 | 473.7714 | 128.5 | 1203.05 | 1076.5714 | 359.7433 | 747.023 | 1170.9265 | 364.6262
[48 empty] | 3199 | 652.2368 | 224.4812 | 192.495 | 473.7714 | 128.5 | 1203.05 | 1076.5714 | 359.7433 | 747.023 | 1170.9265 | 364.6262
[48 empty] | 3200 | 652.2368 | 224.4812 | 192.495 | 473.7714 | 128.5 | 1203.05 | 1076.5714 | 359.7433 | 747.023 | 1170.9265 | 364.6262
[48 empty] | 3201 | 652.2368 | 224.4812 | 192.495 | 473.7714 | 128.5 | 1203.05 | 1076.5714 | 359.7433 | 747.023 | 1170.9265 | 364.6262
[48 empty] | 3202 | 652.2368 | 224.4812 | 192.495 | 473.7714 | 128.5 | 1203.05 | 1076.5714 | 359.7433 | 747.023 | 1170.9265 | 364.6262
[48 empty] | 3203 | 652.2368 | 224.4812 | 192.495 | 473.7714 | 128.5 | 1203.05 | 1076.5714 | 359.7433 | 747.023 | 1170.9265 | 364.6262
[48 empty] | 3204 | 652.2368 | 224.4812 | 192.495 | 473.7714 | 128.5 | 1203.05 | 1076.5714 | 359.7433 | 747.023 | 1170.9265 | 364.6262
[48 empty] | 3205 | 652.2368 | 224.4812 | 192.495 | 473.7714 | 128.5 | 1203.05 | 1076.5714 | 359.7433 | 747.023 | 1170.9265 | 364.6262
[48 empty] | 3206 | 652.2368 | 224.4812 | 192.495 | 473.7714 | 128.5 | 1203.05 | 1076.5714 | 359.7433 | 747.023 | 1170.9265 | 364.6262
[48 empty] | 3207 | 652.2368 | 224.4812 | 192.495 | 473.7714 | 128.5 | 1203.05 | 1076.5714 | 359.7433 | 747.023 | 1170.9265 | 364.6262
[48 empty] | 3208 | 652.2368 | 224.4812 | 192.495 | 473.7714 | 128.5 | 1203.05 | 1076.5714 | 359.7433 | 747.023 | 1170.9265 | 364.6262
[48 empty] | 3209 | 652.2368 | 224.4812 | 192.495 | 473.7714 | 128.5 | 1203.05 | 1076.5714 | 359.7433 | 747.023 | 1170.9265 | 364.6262
[48 empty] | 3210 | 652.2368 | 224.4812 | 192.495 | 473.7714 | 128.5 | 1203.05 | 1076.5714 | 359.7433 | 747.023 | 1170.9265 | 364.6262
[48 empty] | 3211 | 652.2368 | 224.4812 | 192.495 | 473.7714 | 128.5 | 1203.05 | 1076.5714 | 359.7433 | 747.023 | 1170.9265 | 364.6262
[48 empty] | 3212 | 652.2368 | 224.4812 | 192.495 | 473.7714 | 128.5 | 1203.05 | 1076.5714 | 359.7433 | 747.023 | 1170.9265 | 364.6262
[48 empty] | 3213 | 652.2368 | 224.4812 | 192.495 | 473.7714 | 128.5 | 1203.05 | 1076.5714 | 359.7433 | 747.023 | 1170.9265 | 364.6262
[48 empty] | 3214 | 652.2368 | 224.4812 | 192.495 | 473.7714 | 128.5 | 1203.05 | 1076.5714 | 359.7433 | 747.023 | 1170.9265 | 364.6262
[48 empty] | 3215 | 652.2368 | 224.4812 | 192.495 | 473.7714 | 128.5 | 1203.05 | 1076.5714 | 359.7433 | 747.023 | 1170.9265 | 364.6262
[48 empty] | 3216 | 652.2368 | 224.4812 | 192.495 | 473.7714 | 128.5 | 1203.05 | 1076.5714 | 359.7433 | 747.023 | 1170.9265 | 364.6262
[48 empty] | 3217 | 743.7684 | 247.8625 | 209.325 | 509.6095 | 132.5923 | 1258.15 | 1099.1429 | 378.12 | 759.1628 | 1196.5694 | 373.2371
[48 empty] | 3218 | 743.7684 | 247.8625 | 209.325 | 509.6095 | 132.5923 | 1258.15 | 1099.1429 | 378.12 | 759.1628 | 1196.5694 | 373.2371
[48 empty] | 3219 | 743.7684 | 247.8625 | 209.325 | 509.6095 | 132.5923 | 1258.15 | 1099.1429 | 378.12 | 759.1628 | 1196.5694 | 373.2371
[48 empty] | 3220 | 743.7684 | 247.8625 | 209.325 | 509.6095 | 132.5923 | 1258.15 | 1099.1429 | 378.12 | 759.1628 | 1196.5694 | 373.2371
[48 empty] | 3221 | 743.7684 | 247.8625 | 209.325 | 509.6095 | 132.5923 | 1258.15 | 1099.1429 | 378.12 | 759.1628 | 1196.5694 | 373.2371
[48 empty] | 3222 | 743.7684 | 247.8625 | 209.325 | 509.6095 | 132.5923 | 1258.15 | 1099.1429 | 378.12 | 759.1628 | 1196.5694 | 373.2371
[48 empty] | 3223 | 743.7684 | 247.8625 | 209.325 | 509.6095 | 132.5923 | 1258.15 | 1099.1429 | 378.12 | 759.1628 | 1196.5694 | 373.2371
[48 empty] | 3224 | 743.7684 | 247.8625 | 209.325 | 509.6095 | 132.5923 | 1258.15 | 1099.1429 | 378.12 | 759.1628 | 1196.5694 | 373.2371
[48 empty] | 3225 | 743.7684 | 247.8625 | 209.325 | 509.6095 | 132.5923 | 1258.15 | 1099.1429 | 378.12 | 759.1628 | 1196.5694 | 373.2371
[48 empty] | 3226 | 743.7684 | 247.8625 | 209.325 | 509.6095 | 132.5923 | 1258.15 | 1099.1429 | 378.12 | 759.1628 | 1196.5694 | 373.2371
[48 empty] | 3227 | 743.7684 | 247.8625 | 209.325 | 509.6095 | 132.5923 | 1258.15 | 1099.1429 | 378.12 | 759.1628 | 1196.5694 | 373.2371
[48 empty] | 3228 | 743.7684 | 247.8625 | 209.325 | 509.6095 | 132.5923 | 1258.15 | 1099.1429 | 378.12 | 759.1628 | 1196.5694 | 373.2371
[48 empty] | 3229 | 743.7684 | 247.8625 | 209.325 | 509.6095 | 132.5923 | 1258.15 | 1099.1429 | 378.12 | 759.1628 | 1196.5694 | 373.2371
[48 empty] | 3230 | 743.7684 | 247.8625 | 209.325 | 509.6095 | 132.5923 | 1258.15 | 1099.1429 | 378.12 | 759.1628 | 1196.5694 | 373.2371
[48 empty] | 3231 | 743.7684 | 247.8625 | 209.325 | 509.6095 | 132.5923 | 1258.15 | 1099.1429 | 378.12 | 759.1628 | 1196.5694 | 373.2371
[48 empty] | 3232 | 743.7684 | 247.8625 | 209.325 | 509.6095 | 132.5923 | 1258.15 | 1099.1429 | 378.12 | 759.1628 | 1196.5694 | 373.2371
[48 empty] | 3233 | 743.7684 | 247.8625 | 209.325 | 509.6095 | 132.5923 | 1258.15 | 1099.1429 | 378.12 | 759.1628 | 1196.5694 | 373.2371
[48 empty] | 3234 | 743.7684 | 247.8625 | 209.325 | 509.6095 | 132.5923 | 1258.15 | 1099.1429 | 378.12 | 759.1628 | 1196.5694 | 373.2371
[48 empty] | 3235 | 743.7684 | 247.8625 | 209.325 | 509.6095 | 132.5923 | 1258.15 | 1099.1429 | 378.12 | 759.1628 | 1196.5694 | 373.2371
[48 empty] | 3236 | 743.7684 | 247.8625 | 209.325 | 509.6095 | 132.5923 | 1258.15 | 1099.1429 | 378.12 | 759.1628 | 1196.5694 | 373.2371
[48 empty] | 3237 | 743.7684 | 247.8625 | 209.325 | 509.6095 | 132.5923 | 1258.15 | 1099.1429 | 378.12 | 759.1628 | 1196.5694 | 373.2371
[48 empty] | 3238 | 743.7684 | 247.8625 | 209.325 | 509.6095 | 132.5923 | 1258.15 | 1099.1429 | 378.12 | 759.1628 | 1196.5694 | 373.2371
[48 empty] | 3239 | 743.7684 | 247.8625 | 209.325 | 509.6095 | 132.5923 | 1258.15 | 1099.1429 | 378.12 | 759.1628 | 1196.5694 | 373.2371
[48 empty] | 3240 | 743.7684 | 247.8625 | 209.325 | 509.6095 | 132.5923 | 1258.15 | 1099.1429 | 378.12 | 759.1628 | 1196.5694 | 373.2371
[48 empty] | 3241 | 802.0842 | 271.1875 | 225.285 | 552.0429 | 138.1923 | 1327.35 | 1121.0476 | 393.8133 | 757.1588 | 1271.7485 | 381.9438
[48 empty] | 3242 | 802.0842 | 271.1875 | 225.285 | 552.0429 | 138.1923 | 1327.35 | 1121.0476 | 393.8133 | 757.1588 | 1271.7485 | 381.9438
[48 empty] | 3243 | 802.0842 | 271.1875 | 225.285 | 552.0429 | 138.1923 | 1327.35 | 1121.0476 | 393.8133 | 757.1588 | 1271.7485 | 381.9438
[48 empty] | 3244 | 802.0842 | 271.1875 | 225.285 | 552.0429 | 138.1923 | 1327.35 | 1121.0476 | 393.8133 | 757.1588 | 1271.7485 | 381.9438
[48 empty] | 3245 | 802.0842 | 271.1875 | 225.285 | 552.0429 | 138.1923 | 1327.35 | 1121.0476 | 393.8133 | 757.1588 | 1271.7485 | 381.9438
[48 empty] | 3246 | 802.0842 | 271.1875 | 225.285 | 552.0429 | 138.1923 | 1327.35 | 1121.0476 | 393.8133 | 757.1588 | 1271.7485 | 381.9438
[48 empty] | 3247 | 802.0842 | 271.1875 | 225.285 | 552.0429 | 138.1923 | 1327.35 | 1121.0476 | 393.8133 | 757.1588 | 1271.7485 | 381.9438
[48 empty] | 3248 | 802.0842 | 271.1875 | 225.285 | 552.0429 | 138.1923 | 1327.35 | 1121.0476 | 393.8133 | 757.1588 | 1271.7485 | 381.9438
[48 empty] | 3249 | 802.0842 | 271.1875 | 225.285 | 552.0429 | 138.1923 | 1327.35 | 1121.0476 | 393.8133 | 757.1588 | 1271.7485 | 381.9438
[48 empty] | 3250 | 802.0842 | 271.1875 | 225.285 | 552.0429 | 138.1923 | 1327.35 | 1121.0476 | 393.8133 | 757.1588 | 1271.7485 | 381.9438
[48 empty] | 3251 | 802.0842 | 271.1875 | 225.285 | 552.0429 | 138.1923 | 1327.35 | 1121.0476 | 393.8133 | 757.1588 | 1271.7485 | 381.9438
[48 empty] | 3252 | 802.0842 | 271.1875 | 225.285 | 552.0429 | 138.1923 | 1327.35 | 1121.0476 | 393.8133 | 757.1588 | 1271.7485 | 381.9438
[48 empty] | 3253 | 802.0842 | 271.1875 | 225.285 | 552.0429 | 138.1923 | 1327.35 | 1121.0476 | 393.8133 | 757.1588 | 1271.7485 | 381.9438
[48 empty] | 3254 | 802.0842 | 271.1875 | 225.285 | 552.0429 | 138.1923 | 1327.35 | 1121.0476 | 393.8133 | 757.1588 | 1271.7485 | 381.9438
[48 empty] | 3255 | 802.0842 | 271.1875 | 225.285 | 552.0429 | 138.1923 | 1327.35 | 1121.0476 | 393.8133 | 757.1588 | 1271.7485 | 381.9438
[48 empty] | 3256 | 802.0842 | 271.1875 | 225.285 | 552.0429 | 138.1923 | 1327.35 | 1121.0476 | 393.8133 | 757.1588 | 1271.7485 | 381.9438
[48 empty] | 3257 | 802.0842 | 271.1875 | 225.285 | 552.0429 | 138.1923 | 1327.35 | 1121.0476 | 393.8133 | 757.1588 | 1271.7485 | 381.9438
[48 empty] | 3258 | 802.0842 | 271.1875 | 225.285 | 552.0429 | 138.1923 | 1327.35 | 1121.0476 | 393.8133 | 757.1588 | 1271.7485 | 381.9438
[48 empty] | 3259 | 802.0842 | 271.1875 | 225.285 | 552.0429 | 138.1923 | 1327.35 | 1121.0476 | 393.8133 | 757.1588 | 1271.7485 | 381.9438
[48 empty] | 3260 | 802.0842 | 271.1875 | 225.285 | 552.0429 | 138.1923 | 1327.35 | 1121.0476 | 393.8133 | 757.1588 | 1271.7485 | 381.9438
[48 empty] | 3261 | 802.0842 | 271.1875 | 225.285 | 552.0429 | 138.1923 | 1327.35 | 1121.0476 | 393.8133 | 757.1588 | 1271.7485 | 381.9438
[48 empty] | 3262 | 802.0842 | 271.1875 | 225.285 | 552.0429 | 138.1923 | 1327.35 | 1121.0476 | 393.8133 | 757.1588 | 1271.7485 | 381.9438
[48 empty] | 3263 | 802.0842 | 271.1875 | 225.285 | 552.0429 | 138.1923 | 1327.35 | 1121.0476 | 393.8133 | 757.1588 | 1271.7485 | 381.9438
[48 empty] | 3264 | 802.0842 | 271.1875 | 225.285 | 552.0429 | 138.1923 | 1327.35 | 1121.0476 | 393.8133 | 757.1588 | 1271.7485 | 381.9438
[48 empty] | 3265 | 848.3316 | 294.8375 | 242.775 | 584.4429 | 147.6615 | 1392.25 | 1141.9048 | 414.4367 | 746.2829 | 1264.0256 | 389.9239
[48 empty] | 3266 | 848.3316 | 294.8375 | 242.775 | 584.4429 | 147.6615 | 1392.25 | 1141.9048 | 414.4367 | 746.2829 | 1264.0256 | 389.9239
[48 empty] | 3267 | 848.3316 | 294.8375 | 242.775 | 584.4429 | 147.6615 | 1392.25 | 1141.9048 | 414.4367 | 746.2829 | 1264.0256 | 389.9239
[48 empty] | 3268 | 848.3316 | 294.8375 | 242.775 | 584.4429 | 147.6615 | 1392.25 | 1141.9048 | 414.4367 | 746.2829 | 1264.0256 | 389.9239
[48 empty] | 3269 | 848.3316 | 294.8375 | 242.775 | 584.4429 | 147.6615 | 1392.25 | 1141.9048 | 414.4367 | 746.2829 | 1264.0256 | 389.9239
[48 empty] | 3270 | 848.3316 | 294.8375 | 242.775 | 584.4429 | 147.6615 | 1392.25 | 1141.9048 | 414.4367 | 746.2829 | 1264.0256 | 389.9239
[48 empty] | 3271 | 848.3316 | 294.8375 | 242.775 | 584.4429 | 147.6615 | 1392.25 | 1141.9048 | 414.4367 | 746.2829 | 1264.0256 | 389.9239
[48 empty] | 3272 | 848.3316 | 294.8375 | 242.775 | 584.4429 | 147.6615 | 1392.25 | 1141.9048 | 414.4367 | 746.2829 | 1264.0256 | 389.9239
[48 empty] | 3273 | 848.3316 | 294.8375 | 242.775 | 584.4429 | 147.6615 | 1392.25 | 1141.9048 | 414.4367 | 746.2829 | 1264.0256 | 389.9239
[48 empty] | 3274 | 848.3316 | 294.8375 | 242.775 | 584.4429 | 147.6615 | 1392.25 | 1141.9048 | 414.4367 | 746.2829 | 1264.0256 | 389.9239
[48 empty] | 3275 | 848.3316 | 294.8375 | 242.775 | 584.4429 | 147.6615 | 1392.25 | 1141.9048 | 414.4367 | 746.2829 | 1264.0256 | 389.9239
[48 empty] | 3276 | 848.3316 | 294.8375 | 242.775 | 584.4429 | 147.6615 | 1392.25 | 1141.9048 | 414.4367 | 746.2829 | 1264.0256 | 389.9239
[48 empty] | 3277 | 848.3316 | 294.8375 | 242.775 | 584.4429 | 147.6615 | 1392.25 | 1141.9048 | 414.4367 | 746.2829 | 1264.0256 | 389.9239
[48 empty] | 3278 | 848.3316 | 294.8375 | 242.775 | 584.4429 | 147.6615 | 1392.25 | 1141.9048 | 414.4367 | 746.2829 | 1264.0256 | 389.9239
[48 empty] | 3279 | 848.3316 | 294.8375 | 242.775 | 584.4429 | 147.6615 | 1392.25 | 1141.9048 | 414.4367 | 746.2829 | 1264.0256 | 389.9239
[48 empty] | 3280 | 848.3316 | 294.8375 | 242.775 | 584.4429 | 147.6615 | 1392.25 | 1141.9048 | 414.4367 | 746.2829 | 1264.0256 | 389.9239
[48 empty] | 3281 | 848.3316 | 294.8375 | 242.775 | 584.4429 | 147.6615 | 1392.25 | 1141.9048 | 414.4367 | 746.2829 | 1264.0256 | 389.9239
[48 empty] | 3282 | 848.3316 | 294.8375 | 242.775 | 584.4429 | 147.6615 | 1392.25 | 1141.9048 | 414.4367 | 746.2829 | 1264.0256 | 389.9239
[48 empty] | 3283 | 848.3316 | 294.8375 | 242.775 | 584.4429 | 147.6615 | 1392.25 | 1141.9048 | 414.4367 | 746.2829 | 1264.0256 | 389.9239
[48 empty] | 3284 | 848.3316 | 294.8375 | 242.775 | 584.4429 | 147.6615 | 1392.25 | 1141.9048 | 414.4367 | 746.2829 | 1264.0256 | 389.9239
[48 empty] | 3285 | 848.3316 | 294.8375 | 242.775 | 584.4429 | 147.6615 | 1392.25 | 1141.9048 | 414.4367 | 746.2829 | 1264.0256 | 389.9239
[48 empty] | 3286 | 848.3316 | 294.8375 | 242.775 | 584.4429 | 147.6615 | 1392.25 | 1141.9048 | 414.4367 | 746.2829 | 1264.0256 | 389.9239
[48 empty] | 3287 | 848.3316 | 294.8375 | 242.775 | 584.4429 | 147.6615 | 1392.25 | 1141.9048 | 414.4367 | 746.2829 | 1264.0256 | 389.9239
[48 empty] | 3288 | 848.3316 | 294.8375 | 242.775 | 584.4429 | 147.6615 | 1392.25 | 1141.9048 | 414.4367 | 746.2829 | 1264.0256 | 389.9239
[48 empty] | 3289 | 912.8421 | 319.6313 | 264.745 | 626.8095 | 158.3769 | 1449.7 | 1166.9048 | 438.69 | 750.8203 | 1272.3019 | 395.326
[48 empty] | 3290 | 912.8421 | 319.6313 | 264.745 | 626.8095 | 158.3769 | 1449.7 | 1166.9048 | 438.69 | 750.8203 | 1272.3019 | 395.326
[48 empty] | 3291 | 912.8421 | 319.6313 | 264.745 | 626.8095 | 158.3769 | 1449.7 | 1166.9048 | 438.69 | 750.8203 | 1272.3019 | 395.326
[48 empty] | 3292 | 912.8421 | 319.6313 | 264.745 | 626.8095 | 158.3769 | 1449.7 | 1166.9048 | 438.69 | 750.8203 | 1272.3019 | 395.326
[48 empty] | 3293 | 912.8421 | 319.6313 | 264.745 | 626.8095 | 158.3769 | 1449.7 | 1166.9048 | 438.69 | 750.8203 | 1272.3019 | 395.326
[48 empty] | 3294 | 912.8421 | 319.6313 | 264.745 | 626.8095 | 158.3769 | 1449.7 | 1166.9048 | 438.69 | 750.8203 | 1272.3019 | 395.326
[48 empty] | 3295 | 912.8421 | 319.6313 | 264.745 | 626.8095 | 158.3769 | 1449.7 | 1166.9048 | 438.69 | 750.8203 | 1272.3019 | 395.326
[48 empty] | 3296 | 912.8421 | 319.6313 | 264.745 | 626.8095 | 158.3769 | 1449.7 | 1166.9048 | 438.69 | 750.8203 | 1272.3019 | 395.326
[48 empty] | 3297 | 912.8421 | 319.6313 | 264.745 | 626.8095 | 158.3769 | 1449.7 | 1166.9048 | 438.69 | 750.8203 | 1272.3019 | 395.326
[48 empty] | 3298 | 912.8421 | 319.6313 | 264.745 | 626.8095 | 158.3769 | 1449.7 | 1166.9048 | 438.69 | 750.8203 | 1272.3019 | 395.326
[48 empty] | 3299 | 912.8421 | 319.6313 | 264.745 | 626.8095 | 158.3769 | 1449.7 | 1166.9048 | 438.69 | 750.8203 | 1272.3019 | 395.326
[48 empty] | 3300 | 912.8421 | 319.6313 | 264.745 | 626.8095 | 158.3769 | 1449.7 | 1166.9048 | 438.69 | 750.8203 | 1272.3019 | 395.326
[48 empty] | 3301 | 912.8421 | 319.6313 | 264.745 | 626.8095 | 158.3769 | 1449.7 | 1166.9048 | 438.69 | 750.8203 | 1272.3019 | 395.326
[48 empty] | 3302 | 912.8421 | 319.6313 | 264.745 | 626.8095 | 158.3769 | 1449.7 | 1166.9048 | 438.69 | 750.8203 | 1272.3019 | 395.326
[48 empty] | 3303 | 912.8421 | 319.6313 | 264.745 | 626.8095 | 158.3769 | 1449.7 | 1166.9048 | 438.69 | 750.8203 | 1272.3019 | 395.326
[48 empty] | 3304 | 912.8421 | 319.6313 | 264.745 | 626.8095 | 158.3769 | 1449.7 | 1166.9048 | 438.69 | 750.8203 | 1272.3019 | 395.326
[48 empty] | 3305 | 912.8421 | 319.6313 | 264.745 | 626.8095 | 158.3769 | 1449.7 | 1166.9048 | 438.69 | 750.8203 | 1272.3019 | 395.326
[48 empty] | 3306 | 912.8421 | 319.6313 | 264.745 | 626.8095 | 158.3769 | 1449.7 | 1166.9048 | 438.69 | 750.8203 | 1272.3019 | 395.326
[48 empty] | 3307 | 912.8421 | 319.6313 | 264.745 | 626.8095 | 158.3769 | 1449.7 | 1166.9048 | 438.69 | 750.8203 | 1272.3019 | 395.326
[48 empty] | 3308 | 912.8421 | 319.6313 | 264.745 | 626.8095 | 158.3769 | 1449.7 | 1166.9048 | 438.69 | 750.8203 | 1272.3019 | 395.326
[48 empty] | 3309 | 912.8421 | 319.6313 | 264.745 | 626.8095 | 158.3769 | 1449.7 | 1166.9048 | 438.69 | 750.8203 | 1272.3019 | 395.326
[48 empty] | 3310 | 912.8421 | 319.6313 | 264.745 | 626.8095 | 158.3769 | 1449.7 | 1166.9048 | 438.69 | 750.8203 | 1272.3019 | 395.326
[48 empty] | 3311 | 912.8421 | 319.6313 | 264.745 | 626.8095 | 158.3769 | 1449.7 | 1166.9048 | 438.69 | 750.8203 | 1272.3019 | 395.326
[48 empty] | 3312 | 912.8421 | 319.6313 | 264.745 | 626.8095 | 158.3769 | 1449.7 | 1166.9048 | 438.69 | 750.8203 | 1272.3019 | 395.326
[48 empty] | 3313 | 981.4737 | 341.1438 | 286.505 | 651.0476 | 168.6231 | 1501.45 | 1183.619 | 460.64 | 755.9828 | 1268.9833 | 400.0213
[48 empty] | 3314 | 981.4737 | 341.1438 | 286.505 | 651.0476 | 168.6231 | 1501.45 | 1183.619 | 460.64 | 755.9828 | 1268.9833 | 400.0213
[48 empty] | 3315 | 981.4737 | 341.1438 | 286.505 | 651.0476 | 168.6231 | 1501.45 | 1183.619 | 460.64 | 755.9828 | 1268.9833 | 400.0213
[48 empty] | 3316 | 981.4737 | 341.1438 | 286.505 | 651.0476 | 168.6231 | 1501.45 | 1183.619 | 460.64 | 755.9828 | 1268.9833 | 400.0213
[48 empty] | 3317 | 981.4737 | 341.1438 | 286.505 | 651.0476 | 168.6231 | 1501.45 | 1183.619 | 460.64 | 755.9828 | 1268.9833 | 400.0213
[48 empty] | 3318 | 981.4737 | 341.1438 | 286.505 | 651.0476 | 168.6231 | 1501.45 | 1183.619 | 460.64 | 755.9828 | 1268.9833 | 400.0213
[48 empty] | 3319 | 981.4737 | 341.1438 | 286.505 | 651.0476 | 168.6231 | 1501.45 | 1183.619 | 460.64 | 755.9828 | 1268.9833 | 400.0213
[48 empty] | 3320 | 981.4737 | 341.1438 | 286.505 | 651.0476 | 168.6231 | 1501.45 | 1183.619 | 460.64 | 755.9828 | 1268.9833 | 400.0213
[48 empty] | 3321 | 981.4737 | 341.1438 | 286.505 | 651.0476 | 168.6231 | 1501.45 | 1183.619 | 460.64 | 755.9828 | 1268.9833 | 400.0213
[48 empty] | 3322 | 981.4737 | 341.1438 | 286.505 | 651.0476 | 168.6231 | 1501.45 | 1183.619 | 460.64 | 755.9828 | 1268.9833 | 400.0213
[48 empty] | 3323 | 981.4737 | 341.1438 | 286.505 | 651.0476 | 168.6231 | 1501.45 | 1183.619 | 460.64 | 755.9828 | 1268.9833 | 400.0213
[48 empty] | 3324 | 981.4737 | 341.1438 | 286.505 | 651.0476 | 168.6231 | 1501.45 | 1183.619 | 460.64 | 755.9828 | 1268.9833 | 400.0213
[48 empty] | 3325 | 981.4737 | 341.1438 | 286.505 | 651.0476 | 168.6231 | 1501.45 | 1183.619 | 460.64 | 755.9828 | 1268.9833 | 400.0213
[48 empty] | 3326 | 981.4737 | 341.1438 | 286.505 | 651.0476 | 168.6231 | 1501.45 | 1183.619 | 460.64 | 755.9828 | 1268.9833 | 400.0213
[48 empty] | 3327 | 981.4737 | 341.1438 | 286.505 | 651.0476 | 168.6231 | 1501.45 | 1183.619 | 460.64 | 755.9828 | 1268.9833 | 400.0213
[48 empty] | 3328 | 981.4737 | 341.1438 | 286.505 | 651.0476 | 168.6231 | 1501.45 | 1183.619 | 460.64 | 755.9828 | 1268.9833 | 400.0213
[48 empty] | 3329 | 981.4737 | 341.1438 | 286.505 | 651.0476 | 168.6231 | 1501.45 | 1183.619 | 460.64 | 755.9828 | 1268.9833 | 400.0213
[48 empty] | 3330 | 981.4737 | 341.1438 | 286.505 | 651.0476 | 168.6231 | 1501.45 | 1183.619 | 460.64 | 755.9828 | 1268.9833 | 400.0213
[48 empty] | 3331 | 981.4737 | 341.1438 | 286.505 | 651.0476 | 168.6231 | 1501.45 | 1183.619 | 460.64 | 755.9828 | 1268.9833 | 400.0213
[48 empty] | 3332 | 981.4737 | 341.1438 | 286.505 | 651.0476 | 168.6231 | 1501.45 | 1183.619 | 460.64 | 755.9828 | 1268.9833 | 400.0213
[48 empty] | 3333 | 981.4737 | 341.1438 | 286.505 | 651.0476 | 168.6231 | 1501.45 | 1183.619 | 460.64 | 755.9828 | 1268.9833 | 400.0213
[48 empty] | 3334 | 981.4737 | 341.1438 | 286.505 | 651.0476 | 168.6231 | 1501.45 | 1183.619 | 460.64 | 755.9828 | 1268.9833 | 400.0213
[48 empty] | 3335 | 981.4737 | 341.1438 | 286.505 | 651.0476 | 168.6231 | 1501.45 | 1183.619 | 460.64 | 755.9828 | 1268.9833 | 400.0213
[48 empty] | 3336 | 981.4737 | 341.1438 | 286.505 | 651.0476 | 168.6231 | 1501.45 | 1183.619 | 460.64 | 755.9828 | 1268.9833 | 400.0213
[48 empty] | 3337 | 1055 | 368.2312 | 311.7 | 686.8571 | 175.8308 | 1549.7 | 1197.1905 | 481.7583 | 748.0788 | 1240.5145 | 403.4535
[48 empty] | 3338 | 1055 | 368.2312 | 311.7 | 686.8571 | 175.8308 | 1549.7 | 1197.1905 | 481.7583 | 748.0788 | 1240.5145 | 403.4535
[48 empty] | 3339 | 1055 | 368.2312 | 311.7 | 686.8571 | 175.8308 | 1549.7 | 1197.1905 | 481.7583 | 748.0788 | 1240.5145 | 403.4535
[48 empty] | 3340 | 1055 | 368.2312 | 311.7 | 686.8571 | 175.8308 | 1549.7 | 1197.1905 | 481.7583 | 748.0788 | 1240.5145 | 403.4535
[48 empty] | 3341 | 1055 | 368.2312 | 311.7 | 686.8571 | 175.8308 | 1549.7 | 1197.1905 | 481.7583 | 748.0788 | 1240.5145 | 403.4535
[48 empty] | 3342 | 1055 | 368.2312 | 311.7 | 686.8571 | 175.8308 | 1549.7 | 1197.1905 | 481.7583 | 748.0788 | 1240.5145 | 403.4535
[48 empty] | 3343 | 1055 | 368.2312 | 311.7 | 686.8571 | 175.8308 | 1549.7 | 1197.1905 | 481.7583 | 748.0788 | 1240.5145 | 403.4535
[48 empty] | 3344 | 1055 | 368.2312 | 311.7 | 686.8571 | 175.8308 | 1549.7 | 1197.1905 | 481.7583 | 748.0788 | 1240.5145 | 403.4535
[48 empty] | 3345 | 1055 | 368.2312 | 311.7 | 686.8571 | 175.8308 | 1549.7 | 1197.1905 | 481.7583 | 748.0788 | 1240.5145 | 403.4535
[48 empty] | 3346 | 1055 | 368.2312 | 311.7 | 686.8571 | 175.8308 | 1549.7 | 1197.1905 | 481.7583 | 748.0788 | 1240.5145 | 403.4535
[48 empty] | 3347 | 1055 | 368.2312 | 311.7 | 686.8571 | 175.8308 | 1549.7 | 1197.1905 | 481.7583 | 748.0788 | 1240.5145 | 403.4535
[48 empty] | 3348 | 1055 | 368.2312 | 311.7 | 686.8571 | 175.8308 | 1549.7 | 1197.1905 | 481.7583 | 748.0788 | 1240.5145 | 403.4535
[48 empty] | 3349 | 1055 | 368.2312 | 311.7 | 686.8571 | 175.8308 | 1549.7 | 1197.1905 | 481.7583 | 748.0788 | 1240.5145 | 403.4535
[48 empty] | 3350 | 1055 | 368.2312 | 311.7 | 686.8571 | 175.8308 | 1549.7 | 1197.1905 | 481.7583 | 748.0788 | 1240.5145 | 403.4535
[48 empty] | 3351 | 1055 | 368.2312 | 311.7 | 686.8571 | 175.8308 | 1549.7 | 1197.1905 | 481.7583 | 748.0788 | 1240.5145 | 403.4535
[48 empty] | 3352 | 1055 | 368.2312 | 311.7 | 686.8571 | 175.8308 | 1549.7 | 1197.1905 | 481.7583 | 748.0788 | 1240.5145 | 403.4535
[48 empty] | 3353 | 1055 | 368.2312 | 311.7 | 686.8571 | 175.8308 | 1549.7 | 1197.1905 | 481.7583 | 748.0788 | 1240.5145 | 403.4535
[48 empty] | 3354 | 1055 | 368.2312 | 311.7 | 686.8571 | 175.8308 | 1549.7 | 1197.1905 | 481.7583 | 748.0788 | 1240.5145 | 403.4535
[48 empty] | 3355 | 1055 | 368.2312 | 311.7 | 686.8571 | 175.8308 | 1549.7 | 1197.1905 | 481.7583 | 748.0788 | 1240.5145 | 403.4535
[48 empty] | 3356 | 1055 | 368.2312 | 311.7 | 686.8571 | 175.8308 | 1549.7 | 1197.1905 | 481.7583 | 748.0788 | 1240.5145 | 403.4535
[48 empty] | 3357 | 1055 | 368.2312 | 311.7 | 686.8571 | 175.8308 | 1549.7 | 1197.1905 | 481.7583 | 748.0788 | 1240.5145 | 403.4535
[48 empty] | 3358 | 1055 | 368.2312 | 311.7 | 686.8571 | 175.8308 | 1549.7 | 1197.1905 | 481.7583 | 748.0788 | 1240.5145 | 403.4535
[48 empty] | 3359 | 1055 | 368.2312 | 311.7 | 686.8571 | 175.8308 | 1549.7 | 1197.1905 | 481.7583 | 748.0788 | 1240.5145 | 403.4535
[48 empty] | 3360 | 1055 | 368.2312 | 311.7 | 686.8571 | 175.8308 | 1549.7 | 1197.1905 | 481.7583 | 748.0788 | 1240.5145 | 403.4535
[48 empty] | 3361 | 1102.5789 | 389.1875 | 338.65 | 719.9524 | 179.0923 | 1603.15 | 1207.9048 | 501.345 | 746.124 | 1220.0132 | 401.1451
[48 empty] | 3362 | 1102.5789 | 389.1875 | 338.65 | 719.9524 | 179.0923 | 1603.15 | 1207.9048 | 501.345 | 746.124 | 1220.0132 | 401.1451
[48 empty] | 3363 | 1102.5789 | 389.1875 | 338.65 | 719.9524 | 179.0923 | 1603.15 | 1207.9048 | 501.345 | 746.124 | 1220.0132 | 401.1451
[48 empty] | 3364 | 1102.5789 | 389.1875 | 338.65 | 719.9524 | 179.0923 | 1603.15 | 1207.9048 | 501.345 | 746.124 | 1220.0132 | 401.1451
[48 empty] | 3365 | 1102.5789 | 389.1875 | 338.65 | 719.9524 | 179.0923 | 1603.15 | 1207.9048 | 501.345 | 746.124 | 1220.0132 | 401.1451
[48 empty] | 3366 | 1102.5789 | 389.1875 | 338.65 | 719.9524 | 179.0923 | 1603.15 | 1207.9048 | 501.345 | 746.124 | 1220.0132 | 401.1451
[48 empty] | 3367 | 1102.5789 | 389.1875 | 338.65 | 719.9524 | 179.0923 | 1603.15 | 1207.9048 | 501.345 | 746.124 | 1220.0132 | 401.1451
[48 empty] | 3368 | 1102.5789 | 389.1875 | 338.65 | 719.9524 | 179.0923 | 1603.15 | 1207.9048 | 501.345 | 746.124 | 1220.0132 | 401.1451
[48 empty] | 3369 | 1102.5789 | 389.1875 | 338.65 | 719.9524 | 179.0923 | 1603.15 | 1207.9048 | 501.345 | 746.124 | 1220.0132 | 401.1451
[48 empty] | 3370 | 1102.5789 | 389.1875 | 338.65 | 719.9524 | 179.0923 | 1603.15 | 1207.9048 | 501.345 | 746.124 | 1220.0132 | 401.1451
[48 empty] | 3371 | 1102.5789 | 389.1875 | 338.65 | 719.9524 | 179.0923 | 1603.15 | 1207.9048 | 501.345 | 746.124 | 1220.0132 | 401.1451
[48 empty] | 3372 | 1102.5789 | 389.1875 | 338.65 | 719.9524 | 179.0923 | 1603.15 | 1207.9048 | 501.345 | 746.124 | 1220.0132 | 401.1451
[48 empty] | 3373 | 1102.5789 | 389.1875 | 338.65 | 719.9524 | 179.0923 | 1603.15 | 1207.9048 | 501.345 | 746.124 | 1220.0132 | 401.1451
[48 empty] | 3374 | 1102.5789 | 389.1875 | 338.65 | 719.9524 | 179.0923 | 1603.15 | 1207.9048 | 501.345 | 746.124 | 1220.0132 | 401.1451
[48 empty] | 3375 | 1102.5789 | 389.1875 | 338.65 | 719.9524 | 179.0923 | 1603.15 | 1207.9048 | 501.345 | 746.124 | 1220.0132 | 401.1451
[48 empty] | 3376 | 1102.5789 | 389.1875 | 338.65 | 719.9524 | 179.0923 | 1603.15 | 1207.9048 | 501.345 | 746.124 | 1220.0132 | 401.1451
[48 empty] | 3377 | 1102.5789 | 389.1875 | 338.65 | 719.9524 | 179.0923 | 1603.15 | 1207.9048 | 501.345 | 746.124 | 1220.0132 | 401.1451
[48 empty] | 3378 | 1102.5789 | 389.1875 | 338.65 | 719.9524 | 179.0923 | 1603.15 | 1207.9048 | 501.345 | 746.124 | 1220.0132 | 401.1451
[48 empty] | 3379 | 1102.5789 | 389.1875 | 338.65 | 719.9524 | 179.0923 | 1603.15 | 1207.9048 | 501.345 | 746.124 | 1220.0132 | 401.1451
[48 empty] | 3380 | 1102.5789 | 389.1875 | 338.65 | 719.9524 | 179.0923 | 1603.15 | 1207.9048 | 501.345 | 746.124 | 1220.0132 | 401.1451
[48 empty] | 3381 | 1102.5789 | 389.1875 | 338.65 | 719.9524 | 179.0923 | 1603.15 | 1207.9048 | 501.345 | 746.124 | 1220.0132 | 401.1451
[48 empty] | 3382 | 1102.5789 | 389.1875 | 338.65 | 719.9524 | 179.0923 | 1603.15 | 1207.9048 | 501.345 | 746.124 | 1220.0132 | 401.1451
[48 empty] | 3383 | 1102.5789 | 389.1875 | 338.65 | 719.9524 | 179.0923 | 1603.15 | 1207.9048 | 501.345 | 746.124 | 1220.0132 | 401.1451
[48 empty] | 3384 | 1102.5789 | 389.1875 | 338.65 | 719.9524 | 179.0923 | 1603.15 | 1207.9048 | 501.345 | 746.124 | 1220.0132 | 401.1451
[48 empty] | 3385 | 1146.7895 | 412.5 | 365.9 | 744.8571 | 179.5 | 1669.35 | 1218.1905 | 514.11 | 755.5128 | 1253.1615 | 395.1941
[48 empty] | 3386 | 1146.7895 | 412.5 | 365.9 | 744.8571 | 179.5 | 1669.35 | 1218.1905 | 514.11 | 755.5128 | 1253.1615 | 395.1941
[48 empty] | 3387 | 1146.7895 | 412.5 | 365.9 | 744.8571 | 179.5 | 1669.35 | 1218.1905 | 514.11 | 755.5128 | 1253.1615 | 395.1941
[48 empty] | 3388 | 1146.7895 | 412.5 | 365.9 | 744.8571 | 179.5 | 1669.35 | 1218.1905 | 514.11 | 755.5128 | 1253.1615 | 395.1941
[48 empty] | 3389 | 1146.7895 | 412.5 | 365.9 | 744.8571 | 179.5 | 1669.35 | 1218.1905 | 514.11 | 755.5128 | 1253.1615 | 395.1941
[48 empty] | 3390 | 1146.7895 | 412.5 | 365.9 | 744.8571 | 179.5 | 1669.35 | 1218.1905 | 514.11 | 755.5128 | 1253.1615 | 395.1941
[48 empty] | 3391 | 1146.7895 | 412.5 | 365.9 | 744.8571 | 179.5 | 1669.35 | 1218.1905 | 514.11 | 755.5128 | 1253.1615 | 395.1941
[48 empty] | 3392 | 1146.7895 | 412.5 | 365.9 | 744.8571 | 179.5 | 1669.35 | 1218.1905 | 514.11 | 755.5128 | 1253.1615 | 395.1941
[48 empty] | 3393 | 1146.7895 | 412.5 | 365.9 | 744.8571 | 179.5 | 1669.35 | 1218.1905 | 514.11 | 755.5128 | 1253.1615 | 395.1941
[48 empty] | 3394 | 1146.7895 | 412.5 | 365.9 | 744.8571 | 179.5 | 1669.35 | 1218.1905 | 514.11 | 755.5128 | 1253.1615 | 395.1941
[48 empty] | 3395 | 1146.7895 | 412.5 | 365.9 | 744.8571 | 179.5 | 1669.35 | 1218.1905 | 514.11 | 755.5128 | 1253.1615 | 395.1941
[48 empty] | 3396 | 1146.7895 | 412.5 | 365.9 | 744.8571 | 179.5 | 1669.35 | 1218.1905 | 514.11 | 755.5128 | 1253.1615 | 395.1941
[48 empty] | 3397 | 1146.7895 | 412.5 | 365.9 | 744.8571 | 179.5 | 1669.35 | 1218.1905 | 514.11 | 755.5128 | 1253.1615 | 395.1941
[48 empty] | 3398 | 1146.7895 | 412.5 | 365.9 | 744.8571 | 179.5 | 1669.35 | 1218.1905 | 514.11 | 755.5128 | 1253.1615 | 395.1941
[48 empty] | 3399 | 1146.7895 | 412.5 | 365.9 | 744.8571 | 179.5 | 1669.35 | 1218.1905 | 514.11 | 755.5128 | 1253.1615 | 395.1941
[48 empty] | 3400 | 1146.7895 | 412.5 | 365.9 | 744.8571 | 179.5 | 1669.35 | 1218.1905 | 514.11 | 755.5128 | 1253.1615 | 395.1941
[48 empty] | 3401 | 1146.7895 | 412.5 | 365.9 | 744.8571 | 179.5 | 1669.35 | 1218.1905 | 514.11 | 755.5128 | 1253.1615 | 395.1941
[48 empty] | 3402 | 1146.7895 | 412.5 | 365.9 | 744.8571 | 179.5 | 1669.35 | 1218.1905 | 514.11 | 755.5128 | 1253.1615 | 395.1941
[48 empty] | 3403 | 1146.7895 | 412.5 | 365.9 | 744.8571 | 179.5 | 1669.35 | 1218.1905 | 514.11 | 755.5128 | 1253.1615 | 395.1941
[48 empty] | 3404 | 1146.7895 | 412.5 | 365.9 | 744.8571 | 179.5 | 1669.35 | 1218.1905 | 514.11 | 755.5128 | 1253.1615 | 395.1941
[48 empty] | 3405 | 1146.7895 | 412.5 | 365.9 | 744.8571 | 179.5 | 1669.35 | 1218.1905 | 514.11 | 755.5128 | 1253.1615 | 395.1941
[48 empty] | 3406 | 1146.7895 | 412.5 | 365.9 | 744.8571 | 179.5 | 1669.35 | 1218.1905 | 514.11 | 755.5128 | 1253.1615 | 395.1941
[48 empty] | 3407 | 1146.7895 | 412.5 | 365.9 | 744.8571 | 179.5 | 1669.35 | 1218.1905 | 514.11 | 755.5128 | 1253.1615 | 395.1941
[48 empty] | 3408 | 1146.7895 | 412.5 | 365.9 | 744.8571 | 179.5 | 1669.35 | 1218.1905 | 514.11 | 755.5128 | 1253.1615 | 395.1941
[48 empty] | 3409 | 1212.4737 | 435.875 | 392.5 | 766.2857 | 178.2385 | 1722.5 | 1227.1429 | 524.545 | 741.9258 | 1227.4621 | 385.8138
[48 empty] | 3410 | 1212.4737 | 435.875 | 392.5 | 766.2857 | 178.2385 | 1722.5 | 1227.1429 | 524.545 | 741.9258 | 1227.4621 | 385.8138
[48 empty] | 3411 | 1212.4737 | 435.875 | 392.5 | 766.2857 | 178.2385 | 1722.5 | 1227.1429 | 524.545 | 741.9258 | 1227.4621 | 385.8138
[48 empty] | 3412 | 1212.4737 | 435.875 | 392.5 | 766.2857 | 178.2385 | 1722.5 | 1227.1429 | 524.545 | 741.9258 | 1227.4621 | 385.8138
[48 empty] | 3413 | 1212.4737 | 435.875 | 392.5 | 766.2857 | 178.2385 | 1722.5 | 1227.1429 | 524.545 | 741.9258 | 1227.4621 | 385.8138
[48 empty] | 3414 | 1212.4737 | 435.875 | 392.5 | 766.2857 | 178.2385 | 1722.5 | 1227.1429 | 524.545 | 741.9258 | 1227.4621 | 385.8138
[48 empty] | 3415 | 1212.4737 | 435.875 | 392.5 | 766.2857 | 178.2385 | 1722.5 | 1227.1429 | 524.545 | 741.9258 | 1227.4621 | 385.8138
[48 empty] | 3416 | 1212.4737 | 435.875 | 392.5 | 766.2857 | 178.2385 | 1722.5 | 1227.1429 | 524.545 | 741.9258 | 1227.4621 | 385.8138
[48 empty] | 3417 | 1212.4737 | 435.875 | 392.5 | 766.2857 | 178.2385 | 1722.5 | 1227.1429 | 524.545 | 741.9258 | 1227.4621 | 385.8138
[48 empty] | 3418 | 1212.4737 | 435.875 | 392.5 | 766.2857 | 178.2385 | 1722.5 | 1227.1429 | 524.545 | 741.9258 | 1227.4621 | 385.8138
[48 empty] | 3419 | 1212.4737 | 435.875 | 392.5 | 766.2857 | 178.2385 | 1722.5 | 1227.1429 | 524.545 | 741.9258 | 1227.4621 | 385.8138
[48 empty] | 3420 | 1212.4737 | 435.875 | 392.5 | 766.2857 | 178.2385 | 1722.5 | 1227.1429 | 524.545 | 741.9258 | 1227.4621 | 385.8138
[48 empty] | 3421 | 1212.4737 | 435.875 | 392.5 | 766.2857 | 178.2385 | 1722.5 | 1227.1429 | 524.545 | 741.9258 | 1227.4621 | 385.8138
[48 empty] | 3422 | 1212.4737 | 435.875 | 392.5 | 766.2857 | 178.2385 | 1722.5 | 1227.1429 | 524.545 | 741.9258 | 1227.4621 | 385.8138
[48 empty] | 3423 | 1212.4737 | 435.875 | 392.5 | 766.2857 | 178.2385 | 1722.5 | 1227.1429 | 524.545 | 741.9258 | 1227.4621 | 385.8138
[48 empty] | 3424 | 1212.4737 | 435.875 | 392.5 | 766.2857 | 178.2385 | 1722.5 | 1227.1429 | 524.545 | 741.9258 | 1227.4621 | 385.8138
[48 empty] | 3425 | 1212.4737 | 435.875 | 392.5 | 766.2857 | 178.2385 | 1722.5 | 1227.1429 | 524.545 | 741.9258 | 1227.4621 | 385.8138
[48 empty] | 3426 | 1212.4737 | 435.875 | 392.5 | 766.2857 | 178.2385 | 1722.5 | 1227.1429 | 524.545 | 741.9258 | 1227.4621 | 385.8138
[48 empty] | 3427 | 1212.4737 | 435.875 | 392.5 | 766.2857 | 178.2385 | 1722.5 | 1227.1429 | 524.545 | 741.9258 | 1227.4621 | 385.8138
[48 empty] | 3428 | 1212.4737 | 435.875 | 392.5 | 766.2857 | 178.2385 | 1722.5 | 1227.1429 | 524.545 | 741.9258 | 1227.4621 | 385.8138
[48 empty] | 3429 | 1212.4737 | 435.875 | 392.5 | 766.2857 | 178.2385 | 1722.5 | 1227.1429 | 524.545 | 741.9258 | 1227.4621 | 385.8138
[48 empty] | 3430 | 1212.4737 | 435.875 | 392.5 | 766.2857 | 178.2385 | 1722.5 | 1227.1429 | 524.545 | 741.9258 | 1227.4621 | 385.8138
[48 empty] | 3431 | 1212.4737 | 435.875 | 392.5 | 766.2857 | 178.2385 | 1722.5 | 1227.1429 | 524.545 | 741.9258 | 1227.4621 | 385.8138
[48 empty] | 3432 | 1212.4737 | 435.875 | 392.5 | 766.2857 | 178.2385 | 1722.5 | 1227.1429 | 524.545 | 741.9258 | 1227.4621 | 385.8138
[48 empty] | 3433 | 1275.7895 | 458.5625 | 419.2 | 793.4286 | 178.3462 | 1767.05 | 1235.1429 | 532.7783 | 731.6834 | 1216.4915 | 381.0042
[48 empty] | 3434 | 1275.7895 | 458.5625 | 419.2 | 793.4286 | 178.3462 | 1767.05 | 1235.1429 | 532.7783 | 731.6834 | 1216.4915 | 381.0042
[48 empty] | 3435 | 1275.7895 | 458.5625 | 419.2 | 793.4286 | 178.3462 | 1767.05 | 1235.1429 | 532.7783 | 731.6834 | 1216.4915 | 381.0042
[48 empty] | 3436 | 1275.7895 | 458.5625 | 419.2 | 793.4286 | 178.3462 | 1767.05 | 1235.1429 | 532.7783 | 731.6834 | 1216.4915 | 381.0042
[48 empty] | 3437 | 1275.7895 | 458.5625 | 419.2 | 793.4286 | 178.3462 | 1767.05 | 1235.1429 | 532.7783 | 731.6834 | 1216.4915 | 381.0042
[48 empty] | 3438 | 1275.7895 | 458.5625 | 419.2 | 793.4286 | 178.3462 | 1767.05 | 1235.1429 | 532.7783 | 731.6834 | 1216.4915 | 381.0042
[48 empty] | 3439 | 1275.7895 | 458.5625 | 419.2 | 793.4286 | 178.3462 | 1767.05 | 1235.1429 | 532.7783 | 731.6834 | 1216.4915 | 381.0042
[48 empty] | 3440 | 1275.7895 | 458.5625 | 419.2 | 793.4286 | 178.3462 | 1767.05 | 1235.1429 | 532.7783 | 731.6834 | 1216.4915 | 381.0042
[48 empty] | 3441 | 1275.7895 | 458.5625 | 419.2 | 793.4286 | 178.3462 | 1767.05 | 1235.1429 | 532.7783 | 731.6834 | 1216.4915 | 381.0042
[48 empty] | 3442 | 1275.7895 | 458.5625 | 419.2 | 793.4286 | 178.3462 | 1767.05 | 1235.1429 | 532.7783 | 731.6834 | 1216.4915 | 381.0042
[48 empty] | 3443 | 1275.7895 | 458.5625 | 419.2 | 793.4286 | 178.3462 | 1767.05 | 1235.1429 | 532.7783 | 731.6834 | 1216.4915 | 381.0042
[48 empty] | 3444 | 1275.7895 | 458.5625 | 419.2 | 793.4286 | 178.3462 | 1767.05 | 1235.1429 | 532.7783 | 731.6834 | 1216.4915 | 381.0042
[48 empty] | 3445 | 1275.7895 | 458.5625 | 419.2 | 793.4286 | 178.3462 | 1767.05 | 1235.1429 | 532.7783 | 731.6834 | 1216.4915 | 381.0042
[48 empty] | 3446 | 1275.7895 | 458.5625 | 419.2 | 793.4286 | 178.3462 | 1767.05 | 1235.1429 | 532.7783 | 731.6834 | 1216.4915 | 381.0042
[48 empty] | 3447 | 1275.7895 | 458.5625 | 419.2 | 793.4286 | 178.3462 | 1767.05 | 1235.1429 | 532.7783 | 731.6834 | 1216.4915 | 381.0042
[48 empty] | 3448 | 1275.7895 | 458.5625 | 419.2 | 793.4286 | 178.3462 | 1767.05 | 1235.1429 | 532.7783 | 731.6834 | 1216.4915 | 381.0042
[48 empty] | 3449 | 1275.7895 | 458.5625 | 419.2 | 793.4286 | 178.3462 | 1767.05 | 1235.1429 | 532.7783 | 731.6834 | 1216.4915 | 381.0042
[48 empty] | 3450 | 1275.7895 | 458.5625 | 419.2 | 793.4286 | 178.3462 | 1767.05 | 1235.1429 | 532.7783 | 731.6834 | 1216.4915 | 381.0042
[48 empty] | 3451 | 1275.7895 | 458.5625 | 419.2 | 793.4286 | 178.3462 | 1767.05 | 1235.1429 | 532.7783 | 731.6834 | 1216.4915 | 381.0042
[48 empty] | 3452 | 1275.7895 | 458.5625 | 419.2 | 793.4286 | 178.3462 | 1767.05 | 1235.1429 | 532.7783 | 731.6834 | 1216.4915 | 381.0042
[48 empty] | 3453 | 1275.7895 | 458.5625 | 419.2 | 793.4286 | 178.3462 | 1767.05 | 1235.1429 | 532.7783 | 731.6834 | 1216.4915 | 381.0042
[48 empty] | 3454 | 1275.7895 | 458.5625 | 419.2 | 793.4286 | 178.3462 | 1767.05 | 1235.1429 | 532.7783 | 731.6834 | 1216.4915 | 381.0042
[48 empty] | 3455 | 1275.7895 | 458.5625 | 419.2 | 793.4286 | 178.3462 | 1767.05 | 1235.1429 | 532.7783 | 731.6834 | 1216.4915 | 381.0042
[48 empty] | 3456 | 1275.7895 | 458.5625 | 419.2 | 793.4286 | 178.3462 | 1767.05 | 1235.1429 | 532.7783 | 731.6834 | 1216.4915 | 381.0042
[48 empty] | 3457 | 1327.7368 | 482.8125 | 443.9 | 816.0952 | 180.8154 | 1792.05 | 1238.5714 | 532.41 | 732.9649 | 1247.8961 | 382.5278
[48 empty] | 3458 | 1327.7368 | 482.8125 | 443.9 | 816.0952 | 180.8154 | 1792.05 | 1238.5714 | 532.41 | 732.9649 | 1247.8961 | 382.5278
[48 empty] | 3459 | 1327.7368 | 482.8125 | 443.9 | 816.0952 | 180.8154 | 1792.05 | 1238.5714 | 532.41 | 732.9649 | 1247.8961 | 382.5278
[48 empty] | 3460 | 1327.7368 | 482.8125 | 443.9 | 816.0952 | 180.8154 | 1792.05 | 1238.5714 | 532.41 | 732.9649 | 1247.8961 | 382.5278
[48 empty] | 3461 | 1327.7368 | 482.8125 | 443.9 | 816.0952 | 180.8154 | 1792.05 | 1238.5714 | 532.41 | 732.9649 | 1247.8961 | 382.5278
[48 empty] | 3462 | 1327.7368 | 482.8125 | 443.9 | 816.0952 | 180.8154 | 1792.05 | 1238.5714 | 532.41 | 732.9649 | 1247.8961 | 382.5278
[48 empty] | 3463 | 1327.7368 | 482.8125 | 443.9 | 816.0952 | 180.8154 | 1792.05 | 1238.5714 | 532.41 | 732.9649 | 1247.8961 | 382.5278
[48 empty] | 3464 | 1327.7368 | 482.8125 | 443.9 | 816.0952 | 180.8154 | 1792.05 | 1238.5714 | 532.41 | 732.9649 | 1247.8961 | 382.5278
[48 empty] | 3465 | 1327.7368 | 482.8125 | 443.9 | 816.0952 | 180.8154 | 1792.05 | 1238.5714 | 532.41 | 732.9649 | 1247.8961 | 382.5278
[48 empty] | 3466 | 1327.7368 | 482.8125 | 443.9 | 816.0952 | 180.8154 | 1792.05 | 1238.5714 | 532.41 | 732.9649 | 1247.8961 | 382.5278
[48 empty] | 3467 | 1327.7368 | 482.8125 | 443.9 | 816.0952 | 180.8154 | 1792.05 | 1238.5714 | 532.41 | 732.9649 | 1247.8961 | 382.5278
[48 empty] | 3468 | 1327.7368 | 482.8125 | 443.9 | 816.0952 | 180.8154 | 1792.05 | 1238.5714 | 532.41 | 732.9649 | 1247.8961 | 382.5278
[48 empty] | 3469 | 1327.7368 | 482.8125 | 443.9 | 816.0952 | 180.8154 | 1792.05 | 1238.5714 | 532.41 | 732.9649 | 1247.8961 | 382.5278
[48 empty] | 3470 | 1327.7368 | 482.8125 | 443.9 | 816.0952 | 180.8154 | 1792.05 | 1238.5714 | 532.41 | 732.9649 | 1247.8961 | 382.5278
[48 empty] | 3471 | 1327.7368 | 482.8125 | 443.9 | 816.0952 | 180.8154 | 1792.05 | 1238.5714 | 532.41 | 732.9649 | 1247.8961 | 382.5278
[48 empty] | 3472 | 1327.7368 | 482.8125 | 443.9 | 816.0952 | 180.8154 | 1792.05 | 1238.5714 | 532.41 | 732.9649 | 1247.8961 | 382.5278
[48 empty] | 3473 | 1327.7368 | 482.8125 | 443.9 | 816.0952 | 180.8154 | 1792.05 | 1238.5714 | 532.41 | 732.9649 | 1247.8961 | 382.5278
[48 empty] | 3474 | 1327.7368 | 482.8125 | 443.9 | 816.0952 | 180.8154 | 1792.05 | 1238.5714 | 532.41 | 732.9649 | 1247.8961 | 382.5278
[48 empty] | 3475 | 1327.7368 | 482.8125 | 443.9 | 816.0952 | 180.8154 | 1792.05 | 1238.5714 | 532.41 | 732.9649 | 1247.8961 | 382.5278
[48 empty] | 3476 | 1327.7368 | 482.8125 | 443.9 | 816.0952 | 180.8154 | 1792.05 | 1238.5714 | 532.41 | 732.9649 | 1247.8961 | 382.5278
[48 empty] | 3477 | 1327.7368 | 482.8125 | 443.9 | 816.0952 | 180.8154 | 1792.05 | 1238.5714 | 532.41 | 732.9649 | 1247.8961 | 382.5278
[48 empty] | 3478 | 1327.7368 | 482.8125 | 443.9 | 816.0952 | 180.8154 | 1792.05 | 1238.5714 | 532.41 | 732.9649 | 1247.8961 | 382.5278
[48 empty] | 3479 | 1327.7368 | 482.8125 | 443.9 | 816.0952 | 180.8154 | 1792.05 | 1238.5714 | 532.41 | 732.9649 | 1247.8961 | 382.5278
[48 empty] | 3480 | 1327.7368 | 482.8125 | 443.9 | 816.0952 | 180.8154 | 1792.05 | 1238.5714 | 532.41 | 732.9649 | 1247.8961 | 382.5278
[48 empty] | 3481 | 1384.2632 | 507.9375 | 465.5 | 834.9048 | 184.3231 | 1830.65 | 1246.1429 | 528.4767 | 715.9541 | 1231.4779 | 382.1068
[48 empty] | 3482 | 1384.2632 | 507.9375 | 465.5 | 834.9048 | 184.3231 | 1830.65 | 1246.1429 | 528.4767 | 715.9541 | 1231.4779 | 382.1068
[48 empty] | 3483 | 1384.2632 | 507.9375 | 465.5 | 834.9048 | 184.3231 | 1830.65 | 1246.1429 | 528.4767 | 715.9541 | 1231.4779 | 382.1068
[48 empty] | 3484 | 1384.2632 | 507.9375 | 465.5 | 834.9048 | 184.3231 | 1830.65 | 1246.1429 | 528.4767 | 715.9541 | 1231.4779 | 382.1068
[48 empty] | 3485 | 1384.2632 | 507.9375 | 465.5 | 834.9048 | 184.3231 | 1830.65 | 1246.1429 | 528.4767 | 715.9541 | 1231.4779 | 382.1068
[48 empty] | 3486 | 1384.2632 | 507.9375 | 465.5 | 834.9048 | 184.3231 | 1830.65 | 1246.1429 | 528.4767 | 715.9541 | 1231.4779 | 382.1068
[48 empty] | 3487 | 1384.2632 | 507.9375 | 465.5 | 834.9048 | 184.3231 | 1830.65 | 1246.1429 | 528.4767 | 715.9541 | 1231.4779 | 382.1068
[48 empty] | 3488 | 1384.2632 | 507.9375 | 465.5 | 834.9048 | 184.3231 | 1830.65 | 1246.1429 | 528.4767 | 715.9541 | 1231.4779 | 382.1068
[48 empty] | 3489 | 1384.2632 | 507.9375 | 465.5 | 834.9048 | 184.3231 | 1830.65 | 1246.1429 | 528.4767 | 715.9541 | 1231.4779 | 382.1068
[48 empty] | 3490 | 1384.2632 | 507.9375 | 465.5 | 834.9048 | 184.3231 | 1830.65 | 1246.1429 | 528.4767 | 715.9541 | 1231.4779 | 382.1068
[48 empty] | 3491 | 1384.2632 | 507.9375 | 465.5 | 834.9048 | 184.3231 | 1830.65 | 1246.1429 | 528.4767 | 715.9541 | 1231.4779 | 382.1068
[48 empty] | 3492 | 1384.2632 | 507.9375 | 465.5 | 834.9048 | 184.3231 | 1830.65 | 1246.1429 | 528.4767 | 715.9541 | 1231.4779 | 382.1068
[48 empty] | 3493 | 1384.2632 | 507.9375 | 465.5 | 834.9048 | 184.3231 | 1830.65 | 1246.1429 | 528.4767 | 715.9541 | 1231.4779 | 382.1068
[48 empty] | 3494 | 1384.2632 | 507.9375 | 465.5 | 834.9048 | 184.3231 | 1830.65 | 1246.1429 | 528.4767 | 715.9541 | 1231.4779 | 382.1068
[48 empty] | 3495 | 1384.2632 | 507.9375 | 465.5 | 834.9048 | 184.3231 | 1830.65 | 1246.1429 | 528.4767 | 715.9541 | 1231.4779 | 382.1068
[48 empty] | 3496 | 1384.2632 | 507.9375 | 465.5 | 834.9048 | 184.3231 | 1830.65 | 1246.1429 | 528.4767 | 715.9541 | 1231.4779 | 382.1068
[48 empty] | 3497 | 1384.2632 | 507.9375 | 465.5 | 834.9048 | 184.3231 | 1830.65 | 1246.1429 | 528.4767 | 715.9541 | 1231.4779 | 382.1068
[48 empty] | 3498 | 1384.2632 | 507.9375 | 465.5 | 834.9048 | 184.3231 | 1830.65 | 1246.1429 | 528.4767 | 715.9541 | 1231.4779 | 382.1068
[48 empty] | 3499 | 1384.2632 | 507.9375 | 465.5 | 834.9048 | 184.3231 | 1830.65 | 1246.1429 | 528.4767 | 715.9541 | 1231.4779 | 382.1068
[48 empty] | 3500 | 1384.2632 | 507.9375 | 465.5 | 834.9048 | 184.3231 | 1830.65 | 1246.1429 | 528.4767 | 715.9541 | 1231.4779 | 382.1068
[48 empty] | 3501 | 1384.2632 | 507.9375 | 465.5 | 834.9048 | 184.3231 | 1830.65 | 1246.1429 | 528.4767 | 715.9541 | 1231.4779 | 382.1068
[48 empty] | 3502 | 1384.2632 | 507.9375 | 465.5 | 834.9048 | 184.3231 | 1830.65 | 1246.1429 | 528.4767 | 715.9541 | 1231.4779 | 382.1068
[48 empty] | 3503 | 1384.2632 | 507.9375 | 465.5 | 834.9048 | 184.3231 | 1830.65 | 1246.1429 | 528.4767 | 715.9541 | 1231.4779 | 382.1068
[48 empty] | 3504 | 1384.2632 | 507.9375 | 465.5 | 834.9048 | 184.3231 | 1830.65 | 1246.1429 | 528.4767 | 715.9541 | 1231.4779 | 382.1068
[48 empty] | 3505 | 1421.5263 | 529.1875 | 485.65 | 849.2857 | 187.4462 | 1846.65 | 1252.7143 | 521.7267 | 693.6509 | 1217.0272 | 381.089
[48 empty] | 3506 | 1421.5263 | 529.1875 | 485.65 | 849.2857 | 187.4462 | 1846.65 | 1252.7143 | 521.7267 | 693.6509 | 1217.0272 | 381.089
[48 empty] | 3507 | 1421.5263 | 529.1875 | 485.65 | 849.2857 | 187.4462 | 1846.65 | 1252.7143 | 521.7267 | 693.6509 | 1217.0272 | 381.089
[48 empty] | 3508 | 1421.5263 | 529.1875 | 485.65 | 849.2857 | 187.4462 | 1846.65 | 1252.7143 | 521.7267 | 693.6509 | 1217.0272 | 381.089
[48 empty] | 3509 | 1421.5263 | 529.1875 | 485.65 | 849.2857 | 187.4462 | 1846.65 | 1252.7143 | 521.7267 | 693.6509 | 1217.0272 | 381.089
[48 empty] | 3510 | 1421.5263 | 529.1875 | 485.65 | 849.2857 | 187.4462 | 1846.65 | 1252.7143 | 521.7267 | 693.6509 | 1217.0272 | 381.089
[48 empty] | 3511 | 1421.5263 | 529.1875 | 485.65 | 849.2857 | 187.4462 | 1846.65 | 1252.7143 | 521.7267 | 693.6509 | 1217.0272 | 381.089
[48 empty] | 3512 | 1421.5263 | 529.1875 | 485.65 | 849.2857 | 187.4462 | 1846.65 | 1252.7143 | 521.7267 | 693.6509 | 1217.0272 | 381.089
[48 empty] | 3513 | 1421.5263 | 529.1875 | 485.65 | 849.2857 | 187.4462 | 1846.65 | 1252.7143 | 521.7267 | 693.6509 | 1217.0272 | 381.089
[48 empty] | 3514 | 1421.5263 | 529.1875 | 485.65 | 849.2857 | 187.4462 | 1846.65 | 1252.7143 | 521.7267 | 693.6509 | 1217.0272 | 381.089
[48 empty] | 3515 | 1421.5263 | 529.1875 | 485.65 | 849.2857 | 187.4462 | 1846.65 | 1252.7143 | 521.7267 | 693.6509 | 1217.0272 | 381.089
[48 empty] | 3516 | 1421.5263 | 529.1875 | 485.65 | 849.2857 | 187.4462 | 1846.65 | 1252.7143 | 521.7267 | 693.6509 | 1217.0272 | 381.089
[48 empty] | 3517 | 1421.5263 | 529.1875 | 485.65 | 849.2857 | 187.4462 | 1846.65 | 1252.7143 | 521.7267 | 693.6509 | 1217.0272 | 381.089
[48 empty] | 3518 | 1421.5263 | 529.1875 | 485.65 | 849.2857 | 187.4462 | 1846.65 | 1252.7143 | 521.7267 | 693.6509 | 1217.0272 | 381.089
[48 empty] | 3519 | 1421.5263 | 529.1875 | 485.65 | 849.2857 | 187.4462 | 1846.65 | 1252.7143 | 521.7267 | 693.6509 | 1217.0272 | 381.089
[48 empty] | 3520 | 1421.5263 | 529.1875 | 485.65 | 849.2857 | 187.4462 | 1846.65 | 1252.7143 | 521.7267 | 693.6509 | 1217.0272 | 381.089
[48 empty] | 3521 | 1421.5263 | 529.1875 | 485.65 | 849.2857 | 187.4462 | 1846.65 | 1252.7143 | 521.7267 | 693.6509 | 1217.0272 | 381.089
[48 empty] | 3522 | 1421.5263 | 529.1875 | 485.65 | 849.2857 | 187.4462 | 1846.65 | 1252.7143 | 521.7267 | 693.6509 | 1217.0272 | 381.089
[48 empty] | 3523 | 1421.5263 | 529.1875 | 485.65 | 849.2857 | 187.4462 | 1846.65 | 1252.7143 | 521.7267 | 693.6509 | 1217.0272 | 381.089
[48 empty] | 3524 | 1421.5263 | 529.1875 | 485.65 | 849.2857 | 187.4462 | 1846.65 | 1252.7143 | 521.7267 | 693.6509 | 1217.0272 | 381.089
[48 empty] | 3525 | 1421.5263 | 529.1875 | 485.65 | 849.2857 | 187.4462 | 1846.65 | 1252.7143 | 521.7267 | 693.6509 | 1217.0272 | 381.089
[48 empty] | 3526 | 1421.5263 | 529.1875 | 485.65 | 849.2857 | 187.4462 | 1846.65 | 1252.7143 | 521.7267 | 693.6509 | 1217.0272 | 381.089
[48 empty] | 3527 | 1421.5263 | 529.1875 | 485.65 | 849.2857 | 187.4462 | 1846.65 | 1252.7143 | 521.7267 | 693.6509 | 1217.0272 | 381.089
[48 empty] | 3528 | 1421.5263 | 529.1875 | 485.65 | 849.2857 | 187.4462 | 1846.65 | 1252.7143 | 521.7267 | 693.6509 | 1217.0272 | 381.089
[48 empty] | 3529 | 1445.1053 | 543 | 502.45 | 861.619 | 191.1308 | 1847.8 | 1256.9524 | 511.06 | 676.7682 | 1251.7304 | 384.8443
[48 empty] | 3530 | 1445.1053 | 543 | 502.45 | 861.619 | 191.1308 | 1847.8 | 1256.9524 | 511.06 | 676.7682 | 1251.7304 | 384.8443
[48 empty] | 3531 | 1445.1053 | 543 | 502.45 | 861.619 | 191.1308 | 1847.8 | 1256.9524 | 511.06 | 676.7682 | 1251.7304 | 384.8443
[48 empty] | 3532 | 1445.1053 | 543 | 502.45 | 861.619 | 191.1308 | 1847.8 | 1256.9524 | 511.06 | 676.7682 | 1251.7304 | 384.8443
[48 empty] | 3533 | 1445.1053 | 543 | 502.45 | 861.619 | 191.1308 | 1847.8 | 1256.9524 | 511.06 | 676.7682 | 1251.7304 | 384.8443
[48 empty] | 3534 | 1445.1053 | 543 | 502.45 | 861.619 | 191.1308 | 1847.8 | 1256.9524 | 511.06 | 676.7682 | 1251.7304 | 384.8443
[48 empty] | 3535 | 1445.1053 | 543 | 502.45 | 861.619 | 191.1308 | 1847.8 | 1256.9524 | 511.06 | 676.7682 | 1251.7304 | 384.8443
[48 empty] | 3536 | 1445.1053 | 543 | 502.45 | 861.619 | 191.1308 | 1847.8 | 1256.9524 | 511.06 | 676.7682 | 1251.7304 | 384.8443
[48 empty] | 3537 | 1445.1053 | 543 | 502.45 | 861.619 | 191.1308 | 1847.8 | 1256.9524 | 511.06 | 676.7682 | 1251.7304 | 384.8443
[48 empty] | 3538 | 1445.1053 | 543 | 502.45 | 861.619 | 191.1308 | 1847.8 | 1256.9524 | 511.06 | 676.7682 | 1251.7304 | 384.8443
[48 empty] | 3539 | 1445.1053 | 543 | 502.45 | 861.619 | 191.1308 | 1847.8 | 1256.9524 | 511.06 | 676.7682 | 1251.7304 | 384.8443
[48 empty] | 3540 | 1445.1053 | 543 | 502.45 | 861.619 | 191.1308 | 1847.8 | 1256.9524 | 511.06 | 676.7682 | 1251.7304 | 384.8443
[48 empty] | 3541 | 1445.1053 | 543 | 502.45 | 861.619 | 191.1308 | 1847.8 | 1256.9524 | 511.06 | 676.7682 | 1251.7304 | 384.8443
[48 empty] | 3542 | 1445.1053 | 543 | 502.45 | 861.619 | 191.1308 | 1847.8 | 1256.9524 | 511.06 | 676.7682 | 1251.7304 | 384.8443
[48 empty] | 3543 | 1445.1053 | 543 | 502.45 | 861.619 | 191.1308 | 1847.8 | 1256.9524 | 511.06 | 676.7682 | 1251.7304 | 384.8443
[48 empty] | 3544 | 1445.1053 | 543 | 502.45 | 861.619 | 191.1308 | 1847.8 | 1256.9524 | 511.06 | 676.7682 | 1251.7304 | 384.8443
[48 empty] | 3545 | 1445.1053 | 543 | 502.45 | 861.619 | 191.1308 | 1847.8 | 1256.9524 | 511.06 | 676.7682 | 1251.7304 | 384.8443
[48 empty] | 3546 | 1445.1053 | 543 | 502.45 | 861.619 | 191.1308 | 1847.8 | 1256.9524 | 511.06 | 676.7682 | 1251.7304 | 384.8443
[48 empty] | 3547 | 1445.1053 | 543 | 502.45 | 861.619 | 191.1308 | 1847.8 | 1256.9524 | 511.06 | 676.7682 | 1251.7304 | 384.8443
[48 empty] | 3548 | 1445.1053 | 543 | 502.45 | 861.619 | 191.1308 | 1847.8 | 1256.9524 | 511.06 | 676.7682 | 1251.7304 | 384.8443
[48 empty] | 3549 | 1445.1053 | 543 | 502.45 | 861.619 | 191.1308 | 1847.8 | 1256.9524 | 511.06 | 676.7682 | 1251.7304 | 384.8443
[48 empty] | 3550 | 1445.1053 | 543 | 502.45 | 861.619 | 191.1308 | 1847.8 | 1256.9524 | 511.06 | 676.7682 | 1251.7304 | 384.8443
[48 empty] | 3551 | 1445.1053 | 543 | 502.45 | 861.619 | 191.1308 | 1847.8 | 1256.9524 | 511.06 | 676.7682 | 1251.7304 | 384.8443
[48 empty] | 3552 | 1445.1053 | 543 | 502.45 | 861.619 | 191.1308 | 1847.8 | 1256.9524 | 511.06 | 676.7682 | 1251.7304 | 384.8443
[48 empty] | 3553 | 1469.4737 | 552.1875 | 518.15 | 868.4286 | 194.6462 | 1838.85 | 1261.0952 | 498.55 | 659.5345 | 1231.4021 | 383.7141
[48 empty] | 3554 | 1469.4737 | 552.1875 | 518.15 | 868.4286 | 194.6462 | 1838.85 | 1261.0952 | 498.55 | 659.5345 | 1231.4021 | 383.7141
[48 empty] | 3555 | 1469.4737 | 552.1875 | 518.15 | 868.4286 | 194.6462 | 1838.85 | 1261.0952 | 498.55 | 659.5345 | 1231.4021 | 383.7141
[48 empty] | 3556 | 1469.4737 | 552.1875 | 518.15 | 868.4286 | 194.6462 | 1838.85 | 1261.0952 | 498.55 | 659.5345 | 1231.4021 | 383.7141
[48 empty] | 3557 | 1469.4737 | 552.1875 | 518.15 | 868.4286 | 194.6462 | 1838.85 | 1261.0952 | 498.55 | 659.5345 | 1231.4021 | 383.7141
[48 empty] | 3558 | 1469.4737 | 552.1875 | 518.15 | 868.4286 | 194.6462 | 1838.85 | 1261.0952 | 498.55 | 659.5345 | 1231.4021 | 383.7141
[48 empty] | 3559 | 1469.4737 | 552.1875 | 518.15 | 868.4286 | 194.6462 | 1838.85 | 1261.0952 | 498.55 | 659.5345 | 1231.4021 | 383.7141
[48 empty] | 3560 | 1469.4737 | 552.1875 | 518.15 | 868.4286 | 194.6462 | 1838.85 | 1261.0952 | 498.55 | 659.5345 | 1231.4021 | 383.7141
[48 empty] | 3561 | 1469.4737 | 552.1875 | 518.15 | 868.4286 | 194.6462 | 1838.85 | 1261.0952 | 498.55 | 659.5345 | 1231.4021 | 383.7141
[48 empty] | 3562 | 1469.4737 | 552.1875 | 518.15 | 868.4286 | 194.6462 | 1838.85 | 1261.0952 | 498.55 | 659.5345 | 1231.4021 | 383.7141
[48 empty] | 3563 | 1469.4737 | 552.1875 | 518.15 | 868.4286 | 194.6462 | 1838.85 | 1261.0952 | 498.55 | 659.5345 | 1231.4021 | 383.7141
[48 empty] | 3564 | 1469.4737 | 552.1875 | 518.15 | 868.4286 | 194.6462 | 1838.85 | 1261.0952 | 498.55 | 659.5345 | 1231.4021 | 383.7141
[48 empty] | 3565 | 1469.4737 | 552.1875 | 518.15 | 868.4286 | 194.6462 | 1838.85 | 1261.0952 | 498.55 | 659.5345 | 1231.4021 | 383.7141
[48 empty] | 3566 | 1469.4737 | 552.1875 | 518.15 | 868.4286 | 194.6462 | 1838.85 | 1261.0952 | 498.55 | 659.5345 | 1231.4021 | 383.7141
[48 empty] | 3567 | 1469.4737 | 552.1875 | 518.15 | 868.4286 | 194.6462 | 1838.85 | 1261.0952 | 498.55 | 659.5345 | 1231.4021 | 383.7141
[48 empty] | 3568 | 1469.4737 | 552.1875 | 518.15 | 868.4286 | 194.6462 | 1838.85 | 1261.0952 | 498.55 | 659.5345 | 1231.4021 | 383.7141
[48 empty] | 3569 | 1469.4737 | 552.1875 | 518.15 | 868.4286 | 194.6462 | 1838.85 | 1261.0952 | 498.55 | 659.5345 | 1231.4021 | 383.7141
[48 empty] | 3570 | 1469.4737 | 552.1875 | 518.15 | 868.4286 | 194.6462 | 1838.85 | 1261.0952 | 498.55 | 659.5345 | 1231.4021 | 383.7141
[48 empty] | 3571 | 1469.4737 | 552.1875 | 518.15 | 868.4286 | 194.6462 | 1838.85 | 1261.0952 | 498.55 | 659.5345 | 1231.4021 | 383.7141
[48 empty] | 3572 | 1469.4737 | 552.1875 | 518.15 | 868.4286 | 194.6462 | 1838.85 | 1261.0952 | 498.55 | 659.5345 | 1231.4021 | 383.7141
[48 empty] | 3573 | 1469.4737 | 552.1875 | 518.15 | 868.4286 | 194.6462 | 1838.85 | 1261.0952 | 498.55 | 659.5345 | 1231.4021 | 383.7141
[48 empty] | 3574 | 1469.4737 | 552.1875 | 518.15 | 868.4286 | 194.6462 | 1838.85 | 1261.0952 | 498.55 | 659.5345 | 1231.4021 | 383.7141
[48 empty] | 3575 | 1469.4737 | 552.1875 | 518.15 | 868.4286 | 194.6462 | 1838.85 | 1261.0952 | 498.55 | 659.5345 | 1231.4021 | 383.7141
[48 empty] | 3576 | 1469.4737 | 552.1875 | 518.15 | 868.4286 | 194.6462 | 1838.85 | 1261.0952 | 498.55 | 659.5345 | 1231.4021 | 383.7141
[48 empty] | 3577 | 1482.6842 | 557.125 | 532.45 | 874.0952 | 196.5923 | 1829.9 | 1263.2857 | 481.375 | 664.4865 | 1187.5313 | 390.4597
[48 empty] | 3578 | 1482.6842 | 557.125 | 532.45 | 874.0952 | 196.5923 | 1829.9 | 1263.2857 | 481.375 | 664.4865 | 1187.5313 | 390.4597
[48 empty] | 3579 | 1482.6842 | 557.125 | 532.45 | 874.0952 | 196.5923 | 1829.9 | 1263.2857 | 481.375 | 664.4865 | 1187.5313 | 390.4597
[48 empty] | 3580 | 1482.6842 | 557.125 | 532.45 | 874.0952 | 196.5923 | 1829.9 | 1263.2857 | 481.375 | 664.4865 | 1187.5313 | 390.4597
[48 empty] | 3581 | 1482.6842 | 557.125 | 532.45 | 874.0952 | 196.5923 | 1829.9 | 1263.2857 | 481.375 | 664.4865 | 1187.5313 | 390.4597
[48 empty] | 3582 | 1482.6842 | 557.125 | 532.45 | 874.0952 | 196.5923 | 1829.9 | 1263.2857 | 481.375 | 664.4865 | 1187.5313 | 390.4597
[48 empty] | 3583 | 1482.6842 | 557.125 | 532.45 | 874.0952 | 196.5923 | 1829.9 | 1263.2857 | 481.375 | 664.4865 | 1187.5313 | 390.4597
[48 empty] | 3584 | 1482.6842 | 557.125 | 532.45 | 874.0952 | 196.5923 | 1829.9 | 1263.2857 | 481.375 | 664.4865 | 1187.5313 | 390.4597
[48 empty] | 3585 | 1482.6842 | 557.125 | 532.45 | 874.0952 | 196.5923 | 1829.9 | 1263.2857 | 481.375 | 664.4865 | 1187.5313 | 390.4597
[48 empty] | 3586 | 1482.6842 | 557.125 | 532.45 | 874.0952 | 196.5923 | 1829.9 | 1263.2857 | 481.375 | 664.4865 | 1187.5313 | 390.4597
[48 empty] | 3587 | 1482.6842 | 557.125 | 532.45 | 874.0952 | 196.5923 | 1829.9 | 1263.2857 | 481.375 | 664.4865 | 1187.5313 | 390.4597
[48 empty] | 3588 | 1482.6842 | 557.125 | 532.45 | 874.0952 | 196.5923 | 1829.9 | 1263.2857 | 481.375 | 664.4865 | 1187.5313 | 390.4597
[48 empty] | 3589 | 1482.6842 | 557.125 | 532.45 | 874.0952 | 196.5923 | 1829.9 | 1263.2857 | 481.375 | 664.4865 | 1187.5313 | 390.4597
[48 empty] | 3590 | 1482.6842 | 557.125 | 532.45 | 874.0952 | 196.5923 | 1829.9 | 1263.2857 | 481.375 | 664.4865 | 1187.5313 | 390.4597
[48 empty] | 3591 | 1482.6842 | 557.125 | 532.45 | 874.0952 | 196.5923 | 1829.9 | 1263.2857 | 481.375 | 664.4865 | 1187.5313 | 390.4597
[48 empty] | 3592 | 1482.6842 | 557.125 | 532.45 | 874.0952 | 196.5923 | 1829.9 | 1263.2857 | 481.375 | 664.4865 | 1187.5313 | 390.4597
[48 empty] | 3593 | 1482.6842 | 557.125 | 532.45 | 874.0952 | 196.5923 | 1829.9 | 1263.2857 | 481.375 | 664.4865 | 1187.5313 | 390.4597
[48 empty] | 3594 | 1482.6842 | 557.125 | 532.45 | 874.0952 | 196.5923 | 1829.9 | 1263.2857 | 481.375 | 664.4865 | 1187.5313 | 390.4597
[48 empty] | 3595 | 1482.6842 | 557.125 | 532.45 | 874.0952 | 196.5923 | 1829.9 | 1263.2857 | 481.375 | 664.4865 | 1187.5313 | 390.4597
[48 empty] | 3596 | 1482.6842 | 557.125 | 532.45 | 874.0952 | 196.5923 | 1829.9 | 1263.2857 | 481.375 | 664.4865 | 1187.5313 | 390.4597
[48 empty] | 3597 | 1482.6842 | 557.125 | 532.45 | 874.0952 | 196.5923 | 1829.9 | 1263.2857 | 481.375 | 664.4865 | 1187.5313 | 390.4597
[48 empty] | 3598 | 1482.6842 | 557.125 | 532.45 | 874.0952 | 196.5923 | 1829.9 | 1263.2857 | 481.375 | 664.4865 | 1187.5313 | 390.4597
[48 empty] | 3599 | 1482.6842 | 557.125 | 532.45 | 874.0952 | 196.5923 | 1829.9 | 1263.2857 | 481.375 | 664.4865 | 1187.5313 | 390.4597
[48 empty] | 3600 | 1482.6842 | 557.125 | 532.45 | 874.0952 | 196.5923 | 1829.9 | 1263.2857 | 481.375 | 664.4865 | 1187.5313 | 390.4597
[48 empty] | 3601 | 1499.5263 | 558.125 | 545.35 | 878.5238 | 197.7385 | 1809.45 | 1263.8571 | 472.5625 | 658.1803 | 1182.8984 | 388.2059
[48 empty] | 3602 | 1499.5263 | 558.125 | 545.35 | 878.5238 | 197.7385 | 1809.45 | 1263.8571 | 472.5625 | 658.1803 | 1182.8984 | 388.2059
[48 empty] | 3603 | 1499.5263 | 558.125 | 545.35 | 878.5238 | 197.7385 | 1809.45 | 1263.8571 | 472.5625 | 658.1803 | 1182.8984 | 388.2059
[48 empty] | 3604 | 1499.5263 | 558.125 | 545.35 | 878.5238 | 197.7385 | 1809.45 | 1263.8571 | 472.5625 | 658.1803 | 1182.8984 | 388.2059
[48 empty] | 3605 | 1499.5263 | 558.125 | 545.35 | 878.5238 | 197.7385 | 1809.45 | 1263.8571 | 472.5625 | 658.1803 | 1182.8984 | 388.2059
[48 empty] | 3606 | 1499.5263 | 558.125 | 545.35 | 878.5238 | 197.7385 | 1809.45 | 1263.8571 | 472.5625 | 658.1803 | 1182.8984 | 388.2059
[48 empty] | 3607 | 1499.5263 | 558.125 | 545.35 | 878.5238 | 197.7385 | 1809.45 | 1263.8571 | 472.5625 | 658.1803 | 1182.8984 | 388.2059
[48 empty] | 3608 | 1499.5263 | 558.125 | 545.35 | 878.5238 | 197.7385 | 1809.45 | 1263.8571 | 472.5625 | 658.1803 | 1182.8984 | 388.2059
[48 empty] | 3609 | 1499.5263 | 558.125 | 545.35 | 878.5238 | 197.7385 | 1809.45 | 1263.8571 | 472.5625 | 658.1803 | 1182.8984 | 388.2059
[48 empty] | 3610 | 1499.5263 | 558.125 | 545.35 | 878.5238 | 197.7385 | 1809.45 | 1263.8571 | 472.5625 | 658.1803 | 1182.8984 | 388.2059
[48 empty] | 3611 | 1499.5263 | 558.125 | 545.35 | 878.5238 | 197.7385 | 1809.45 | 1263.8571 | 472.5625 | 658.1803 | 1182.8984 | 388.2059
[48 empty] | 3612 | 1499.5263 | 558.125 | 545.35 | 878.5238 | 197.7385 | 1809.45 | 1263.8571 | 472.5625 | 658.1803 | 1182.8984 | 388.2059
[48 empty] | 3613 | 1499.5263 | 558.125 | 545.35 | 878.5238 | 197.7385 | 1809.45 | 1263.8571 | 472.5625 | 658.1803 | 1182.8984 | 388.2059
[48 empty] | 3614 | 1499.5263 | 558.125 | 545.35 | 878.5238 | 197.7385 | 1809.45 | 1263.8571 | 472.5625 | 658.1803 | 1182.8984 | 388.2059
[48 empty] | 3615 | 1499.5263 | 558.125 | 545.35 | 878.5238 | 197.7385 | 1809.45 | 1263.8571 | 472.5625 | 658.1803 | 1182.8984 | 388.2059
[48 empty] | 3616 | 1499.5263 | 558.125 | 545.35 | 878.5238 | 197.7385 | 1809.45 | 1263.8571 | 472.5625 | 658.1803 | 1182.8984 | 388.2059
[48 empty] | 3617 | 1499.5263 | 558.125 | 545.35 | 878.5238 | 197.7385 | 1809.45 | 1263.8571 | 472.5625 | 658.1803 | 1182.8984 | 388.2059
[48 empty] | 3618 | 1499.5263 | 558.125 | 545.35 | 878.5238 | 197.7385 | 1809.45 | 1263.8571 | 472.5625 | 658.1803 | 1182.8984 | 388.2059
[48 empty] | 3619 | 1499.5263 | 558.125 | 545.35 | 878.5238 | 197.7385 | 1809.45 | 1263.8571 | 472.5625 | 658.1803 | 1182.8984 | 388.2059
[48 empty] | 3620 | 1499.5263 | 558.125 | 545.35 | 878.5238 | 197.7385 | 1809.45 | 1263.8571 | 472.5625 | 658.1803 | 1182.8984 | 388.2059
[48 empty] | 3621 | 1499.5263 | 558.125 | 545.35 | 878.5238 | 197.7385 | 1809.45 | 1263.8571 | 472.5625 | 658.1803 | 1182.8984 | 388.2059
[48 empty] | 3622 | 1499.5263 | 558.125 | 545.35 | 878.5238 | 197.7385 | 1809.45 | 1263.8571 | 472.5625 | 658.1803 | 1182.8984 | 388.2059
[48 empty] | 3623 | 1499.5263 | 558.125 | 545.35 | 878.5238 | 197.7385 | 1809.45 | 1263.8571 | 472.5625 | 658.1803 | 1182.8984 | 388.2059
[48 empty] | 3624 | 1499.5263 | 558.125 | 545.35 | 878.5238 | 197.7385 | 1809.45 | 1263.8571 | 472.5625 | 658.1803 | 1182.8984 | 388.2059
[48 empty] | 3625 | 1504.2632 | 556.3125 | 558.65 | 879.0476 | 198.4077 | 1808.5 | 1260.3333 | 457.8062 | 651.3214 | 1149.6768 | 389.6736
[48 empty] | 3626 | 1504.2632 | 556.3125 | 558.65 | 879.0476 | 198.4077 | 1808.5 | 1260.3333 | 457.8062 | 651.3214 | 1149.6768 | 389.6736
[48 empty] | 3627 | 1504.2632 | 556.3125 | 558.65 | 879.0476 | 198.4077 | 1808.5 | 1260.3333 | 457.8062 | 651.3214 | 1149.6768 | 389.6736
[48 empty] | 3628 | 1504.2632 | 556.3125 | 558.65 | 879.0476 | 198.4077 | 1808.5 | 1260.3333 | 457.8062 | 651.3214 | 1149.6768 | 389.6736
[48 empty] | 3629 | 1504.2632 | 556.3125 | 558.65 | 879.0476 | 198.4077 | 1808.5 | 1260.3333 | 457.8062 | 651.3214 | 1149.6768 | 389.6736
[48 empty] | 3630 | 1504.2632 | 556.3125 | 558.65 | 879.0476 | 198.4077 | 1808.5 | 1260.3333 | 457.8062 | 651.3214 | 1149.6768 | 389.6736
[48 empty] | 3631 | 1504.2632 | 556.3125 | 558.65 | 879.0476 | 198.4077 | 1808.5 | 1260.3333 | 457.8062 | 651.3214 | 1149.6768 | 389.6736
[48 empty] | 3632 | 1504.2632 | 556.3125 | 558.65 | 879.0476 | 198.4077 | 1808.5 | 1260.3333 | 457.8062 | 651.3214 | 1149.6768 | 389.6736
[48 empty] | 3633 | 1504.2632 | 556.3125 | 558.65 | 879.0476 | 198.4077 | 1808.5 | 1260.3333 | 457.8062 | 651.3214 | 1149.6768 | 389.6736
[48 empty] | 3634 | 1504.2632 | 556.3125 | 558.65 | 879.0476 | 198.4077 | 1808.5 | 1260.3333 | 457.8062 | 651.3214 | 1149.6768 | 389.6736
[48 empty] | 3635 | 1504.2632 | 556.3125 | 558.65 | 879.0476 | 198.4077 | 1808.5 | 1260.3333 | 457.8062 | 651.3214 | 1149.6768 | 389.6736
[48 empty] | 3636 | 1504.2632 | 556.3125 | 558.65 | 879.0476 | 198.4077 | 1808.5 | 1260.3333 | 457.8062 | 651.3214 | 1149.6768 | 389.6736
[48 empty] | 3637 | 1504.2632 | 556.3125 | 558.65 | 879.0476 | 198.4077 | 1808.5 | 1260.3333 | 457.8062 | 651.3214 | 1149.6768 | 389.6736
[48 empty] | 3638 | 1504.2632 | 556.3125 | 558.65 | 879.0476 | 198.4077 | 1808.5 | 1260.3333 | 457.8062 | 651.3214 | 1149.6768 | 389.6736
[48 empty] | 3639 | 1504.2632 | 556.3125 | 558.65 | 879.0476 | 198.4077 | 1808.5 | 1260.3333 | 457.8062 | 651.3214 | 1149.6768 | 389.6736
[48 empty] | 3640 | 1504.2632 | 556.3125 | 558.65 | 879.0476 | 198.4077 | 1808.5 | 1260.3333 | 457.8062 | 651.3214 | 1149.6768 | 389.6736
[48 empty] | 3641 | 1504.2632 | 556.3125 | 558.65 | 879.0476 | 198.4077 | 1808.5 | 1260.3333 | 457.8062 | 651.3214 | 1149.6768 | 389.6736
[48 empty] | 3642 | 1504.2632 | 556.3125 | 558.65 | 879.0476 | 198.4077 | 1808.5 | 1260.3333 | 457.8062 | 651.3214 | 1149.6768 | 389.6736
[48 empty] | 3643 | 1504.2632 | 556.3125 | 558.65 | 879.0476 | 198.4077 | 1808.5 | 1260.3333 | 457.8062 | 651.3214 | 1149.6768 | 389.6736
[48 empty] | 3644 | 1504.2632 | 556.3125 | 558.65 | 879.0476 | 198.4077 | 1808.5 | 1260.3333 | 457.8062 | 651.3214 | 1149.6768 | 389.6736
[48 empty] | 3645 | 1504.2632 | 556.3125 | 558.65 | 879.0476 | 198.4077 | 1808.5 | 1260.3333 | 457.8062 | 651.3214 | 1149.6768 | 389.6736
[48 empty] | 3646 | 1504.2632 | 556.3125 | 558.65 | 879.0476 | 198.4077 | 1808.5 | 1260.3333 | 457.8062 | 651.3214 | 1149.6768 | 389.6736
[48 empty] | 3647 | 1504.2632 | 556.3125 | 558.65 | 879.0476 | 198.4077 | 1808.5 | 1260.3333 | 457.8062 | 651.3214 | 1149.6768 | 389.6736
[48 empty] | 3648 | 1504.2632 | 556.3125 | 558.65 | 879.0476 | 198.4077 | 1808.5 | 1260.3333 | 457.8062 | 651.3214 | 1149.6768 | 389.6736
[48 empty] | 3649 | 1525.8947 | 556.25 | 571.5 | 874.8571 | 197.9846 | 1777.65 | 1260.4286 | 443.2 | 645.3851 | 1094.8227 | 389.6234
[48 empty] | 3650 | 1525.8947 | 556.25 | 571.5 | 874.8571 | 197.9846 | 1777.65 | 1260.4286 | 443.2 | 645.3851 | 1094.8227 | 389.6234
[48 empty] | 3651 | 1525.8947 | 556.25 | 571.5 | 874.8571 | 197.9846 | 1777.65 | 1260.4286 | 443.2 | 645.3851 | 1094.8227 | 389.6234
[48 empty] | 3652 | 1525.8947 | 556.25 | 571.5 | 874.8571 | 197.9846 | 1777.65 | 1260.4286 | 443.2 | 645.3851 | 1094.8227 | 389.6234
[48 empty] | 3653 | 1525.8947 | 556.25 | 571.5 | 874.8571 | 197.9846 | 1777.65 | 1260.4286 | 443.2 | 645.3851 | 1094.8227 | 389.6234
[48 empty] | 3654 | 1525.8947 | 556.25 | 571.5 | 874.8571 | 197.9846 | 1777.65 | 1260.4286 | 443.2 | 645.3851 | 1094.8227 | 389.6234
[48 empty] | 3655 | 1525.8947 | 556.25 | 571.5 | 874.8571 | 197.9846 | 1777.65 | 1260.4286 | 443.2 | 645.3851 | 1094.8227 | 389.6234
[48 empty] | 3656 | 1525.8947 | 556.25 | 571.5 | 874.8571 | 197.9846 | 1777.65 | 1260.4286 | 443.2 | 645.3851 | 1094.8227 | 389.6234
[48 empty] | 3657 | 1525.8947 | 556.25 | 571.5 | 874.8571 | 197.9846 | 1777.65 | 1260.4286 | 443.2 | 645.3851 | 1094.8227 | 389.6234
[48 empty] | 3658 | 1525.8947 | 556.25 | 571.5 | 874.8571 | 197.9846 | 1777.65 | 1260.4286 | 443.2 | 645.3851 | 1094.8227 | 389.6234
[48 empty] | 3659 | 1525.8947 | 556.25 | 571.5 | 874.8571 | 197.9846 | 1777.65 | 1260.4286 | 443.2 | 645.3851 | 1094.8227 | 389.6234
[48 empty] | 3660 | 1525.8947 | 556.25 | 571.5 | 874.8571 | 197.9846 | 1777.65 | 1260.4286 | 443.2 | 645.3851 | 1094.8227 | 389.6234
[48 empty] | 3661 | 1525.8947 | 556.25 | 571.5 | 874.8571 | 197.9846 | 1777.65 | 1260.4286 | 443.2 | 645.3851 | 1094.8227 | 389.6234
[48 empty] | 3662 | 1525.8947 | 556.25 | 571.5 | 874.8571 | 197.9846 | 1777.65 | 1260.4286 | 443.2 | 645.3851 | 1094.8227 | 389.6234
[48 empty] | 3663 | 1525.8947 | 556.25 | 571.5 | 874.8571 | 197.9846 | 1777.65 | 1260.4286 | 443.2 | 645.3851 | 1094.8227 | 389.6234
[48 empty] | 3664 | 1525.8947 | 556.25 | 571.5 | 874.8571 | 197.9846 | 1777.65 | 1260.4286 | 443.2 | 645.3851 | 1094.8227 | 389.6234
[48 empty] | 3665 | 1525.8947 | 556.25 | 571.5 | 874.8571 | 197.9846 | 1777.65 | 1260.4286 | 443.2 | 645.3851 | 1094.8227 | 389.6234
[48 empty] | 3666 | 1525.8947 | 556.25 | 571.5 | 874.8571 | 197.9846 | 1777.65 | 1260.4286 | 443.2 | 645.3851 | 1094.8227 | 389.6234
[48 empty] | 3667 | 1525.8947 | 556.25 | 571.5 | 874.8571 | 197.9846 | 1777.65 | 1260.4286 | 443.2 | 645.3851 | 1094.8227 | 389.6234
[48 empty] | 3668 | 1525.8947 | 556.25 | 571.5 | 874.8571 | 197.9846 | 1777.65 | 1260.4286 | 443.2 | 645.3851 | 1094.8227 | 389.6234
[48 empty] | 3669 | 1525.8947 | 556.25 | 571.5 | 874.8571 | 197.9846 | 1777.65 | 1260.4286 | 443.2 | 645.3851 | 1094.8227 | 389.6234
[48 empty] | 3670 | 1525.8947 | 556.25 | 571.5 | 874.8571 | 197.9846 | 1777.65 | 1260.4286 | 443.2 | 645.3851 | 1094.8227 | 389.6234
[48 empty] | 3671 | 1525.8947 | 556.25 | 571.5 | 874.8571 | 197.9846 | 1777.65 | 1260.4286 | 443.2 | 645.3851 | 1094.8227 | 389.6234
[48 empty] | 3672 | 1525.8947 | 556.25 | 571.5 | 874.8571 | 197.9846 | 1777.65 | 1260.4286 | 443.2 | 645.3851 | 1094.8227 | 389.6234
[48 empty] | 3673 | 1550 | 552.1875 | 581.65 | 868.381 | 196.7692 | 1741 | 1256.5238 | 427.3825 | 626.3038 | 1070.6 | 383.4586
[48 empty] | 3674 | 1550 | 552.1875 | 581.65 | 868.381 | 196.7692 | 1741 | 1256.5238 | 427.3825 | 626.3038 | 1070.6 | 383.4586
[48 empty] | 3675 | 1550 | 552.1875 | 581.65 | 868.381 | 196.7692 | 1741 | 1256.5238 | 427.3825 | 626.3038 | 1070.6 | 383.4586
[48 empty] | 3676 | 1550 | 552.1875 | 581.65 | 868.381 | 196.7692 | 1741 | 1256.5238 | 427.3825 | 626.3038 | 1070.6 | 383.4586
[48 empty] | 3677 | 1550 | 552.1875 | 581.65 | 868.381 | 196.7692 | 1741 | 1256.5238 | 427.3825 | 626.3038 | 1070.6 | 383.4586
[48 empty] | 3678 | 1550 | 552.1875 | 581.65 | 868.381 | 196.7692 | 1741 | 1256.5238 | 427.3825 | 626.3038 | 1070.6 | 383.4586
[48 empty] | 3679 | 1550 | 552.1875 | 581.65 | 868.381 | 196.7692 | 1741 | 1256.5238 | 427.3825 | 626.3038 | 1070.6 | 383.4586
[48 empty] | 3680 | 1550 | 552.1875 | 581.65 | 868.381 | 196.7692 | 1741 | 1256.5238 | 427.3825 | 626.3038 | 1070.6 | 383.4586
[48 empty] | 3681 | 1550 | 552.1875 | 581.65 | 868.381 | 196.7692 | 1741 | 1256.5238 | 427.3825 | 626.3038 | 1070.6 | 383.4586
[48 empty] | 3682 | 1550 | 552.1875 | 581.65 | 868.381 | 196.7692 | 1741 | 1256.5238 | 427.3825 | 626.3038 | 1070.6 | 383.4586
[48 empty] | 3683 | 1550 | 552.1875 | 581.65 | 868.381 | 196.7692 | 1741 | 1256.5238 | 427.3825 | 626.3038 | 1070.6 | 383.4586
[48 empty] | 3684 | 1550 | 552.1875 | 581.65 | 868.381 | 196.7692 | 1741 | 1256.5238 | 427.3825 | 626.3038 | 1070.6 | 383.4586
[48 empty] | 3685 | 1550 | 552.1875 | 581.65 | 868.381 | 196.7692 | 1741 | 1256.5238 | 427.3825 | 626.3038 | 1070.6 | 383.4586
[48 empty] | 3686 | 1550 | 552.1875 | 581.65 | 868.381 | 196.7692 | 1741 | 1256.5238 | 427.3825 | 626.3038 | 1070.6 | 383.4586
[48 empty] | 3687 | 1550 | 552.1875 | 581.65 | 868.381 | 196.7692 | 1741 | 1256.5238 | 427.3825 | 626.3038 | 1070.6 | 383.4586
[48 empty] | 3688 | 1550 | 552.1875 | 581.65 | 868.381 | 196.7692 | 1741 | 1256.5238 | 427.3825 | 626.3038 | 1070.6 | 383.4586
[48 empty] | 3689 | 1550 | 552.1875 | 581.65 | 868.381 | 196.7692 | 1741 | 1256.5238 | 427.3825 | 626.3038 | 1070.6 | 383.4586
[48 empty] | 3690 | 1550 | 552.1875 | 581.65 | 868.381 | 196.7692 | 1741 | 1256.5238 | 427.3825 | 626.3038 | 1070.6 | 383.4586
[48 empty] | 3691 | 1550 | 552.1875 | 581.65 | 868.381 | 196.7692 | 1741 | 1256.5238 | 427.3825 | 626.3038 | 1070.6 | 383.4586
[48 empty] | 3692 | 1550 | 552.1875 | 581.65 | 868.381 | 196.7692 | 1741 | 1256.5238 | 427.3825 | 626.3038 | 1070.6 | 383.4586
[48 empty] | 3693 | 1550 | 552.1875 | 581.65 | 868.381 | 196.7692 | 1741 | 1256.5238 | 427.3825 | 626.3038 | 1070.6 | 383.4586
[48 empty] | 3694 | 1550 | 552.1875 | 581.65 | 868.381 | 196.7692 | 1741 | 1256.5238 | 427.3825 | 626.3038 | 1070.6 | 383.4586
[48 empty] | 3695 | 1550 | 552.1875 | 581.65 | 868.381 | 196.7692 | 1741 | 1256.5238 | 427.3825 | 626.3038 | 1070.6 | 383.4586
[48 empty] | 3696 | 1550 | 552.1875 | 581.65 | 868.381 | 196.7692 | 1741 | 1256.5238 | 427.3825 | 626.3038 | 1070.6 | 383.4586
[48 empty] | 3697 | 1573.2632 | 548.9375 | 591.85 | 859.3333 | 196.3385 | 1700.9 | 1251.7619 | 412.1575 | 585.0705 | 1048.5529 | 362.0395
[48 empty] | 3698 | 1573.2632 | 548.9375 | 591.85 | 859.3333 | 196.3385 | 1700.9 | 1251.7619 | 412.1575 | 585.0705 | 1048.5529 | 362.0395
[48 empty] | 3699 | 1573.2632 | 548.9375 | 591.85 | 859.3333 | 196.3385 | 1700.9 | 1251.7619 | 412.1575 | 585.0705 | 1048.5529 | 362.0395
[48 empty] | 3700 | 1573.2632 | 548.9375 | 591.85 | 859.3333 | 196.3385 | 1700.9 | 1251.7619 | 412.1575 | 585.0705 | 1048.5529 | 362.0395
[48 empty] | 3701 | 1573.2632 | 548.9375 | 591.85 | 859.3333 | 196.3385 | 1700.9 | 1251.7619 | 412.1575 | 585.0705 | 1048.5529 | 362.0395
[48 empty] | 3702 | 1573.2632 | 548.9375 | 591.85 | 859.3333 | 196.3385 | 1700.9 | 1251.7619 | 412.1575 | 585.0705 | 1048.5529 | 362.0395
[48 empty] | 3703 | 1573.2632 | 548.9375 | 591.85 | 859.3333 | 196.3385 | 1700.9 | 1251.7619 | 412.1575 | 585.0705 | 1048.5529 | 362.0395
[48 empty] | 3704 | 1573.2632 | 548.9375 | 591.85 | 859.3333 | 196.3385 | 1700.9 | 1251.7619 | 412.1575 | 585.0705 | 1048.5529 | 362.0395
[48 empty] | 3705 | 1573.2632 | 548.9375 | 591.85 | 859.3333 | 196.3385 | 1700.9 | 1251.7619 | 412.1575 | 585.0705 | 1048.5529 | 362.0395
[48 empty] | 3706 | 1573.2632 | 548.9375 | 591.85 | 859.3333 | 196.3385 | 1700.9 | 1251.7619 | 412.1575 | 585.0705 | 1048.5529 | 362.0395
[48 empty] | 3707 | 1573.2632 | 548.9375 | 591.85 | 859.3333 | 196.3385 | 1700.9 | 1251.7619 | 412.1575 | 585.0705 | 1048.5529 | 362.0395
[48 empty] | 3708 | 1573.2632 | 548.9375 | 591.85 | 859.3333 | 196.3385 | 1700.9 | 1251.7619 | 412.1575 | 585.0705 | 1048.5529 | 362.0395
[48 empty] | 3709 | 1573.2632 | 548.9375 | 591.85 | 859.3333 | 196.3385 | 1700.9 | 1251.7619 | 412.1575 | 585.0705 | 1048.5529 | 362.0395
[48 empty] | 3710 | 1573.2632 | 548.9375 | 591.85 | 859.3333 | 196.3385 | 1700.9 | 1251.7619 | 412.1575 | 585.0705 | 1048.5529 | 362.0395
[48 empty] | 3711 | 1573.2632 | 548.9375 | 591.85 | 859.3333 | 196.3385 | 1700.9 | 1251.7619 | 412.1575 | 585.0705 | 1048.5529 | 362.0395
[48 empty] | 3712 | 1573.2632 | 548.9375 | 591.85 | 859.3333 | 196.3385 | 1700.9 | 1251.7619 | 412.1575 | 585.0705 | 1048.5529 | 362.0395
[48 empty] | 3713 | 1573.2632 | 548.9375 | 591.85 | 859.3333 | 196.3385 | 1700.9 | 1251.7619 | 412.1575 | 585.0705 | 1048.5529 | 362.0395
[48 empty] | 3714 | 1573.2632 | 548.9375 | 591.85 | 859.3333 | 196.3385 | 1700.9 | 1251.7619 | 412.1575 | 585.0705 | 1048.5529 | 362.0395
[48 empty] | 3715 | 1573.2632 | 548.9375 | 591.85 | 859.3333 | 196.3385 | 1700.9 | 1251.7619 | 412.1575 | 585.0705 | 1048.5529 | 362.0395
[48 empty] | 3716 | 1573.2632 | 548.9375 | 591.85 | 859.3333 | 196.3385 | 1700.9 | 1251.7619 | 412.1575 | 585.0705 | 1048.5529 | 362.0395
[48 empty] | 3717 | 1573.2632 | 548.9375 | 591.85 | 859.3333 | 196.3385 | 1700.9 | 1251.7619 | 412.1575 | 585.0705 | 1048.5529 | 362.0395
[48 empty] | 3718 | 1573.2632 | 548.9375 | 591.85 | 859.3333 | 196.3385 | 1700.9 | 1251.7619 | 412.1575 | 585.0705 | 1048.5529 | 362.0395
[48 empty] | 3719 | 1573.2632 | 548.9375 | 591.85 | 859.3333 | 196.3385 | 1700.9 | 1251.7619 | 412.1575 | 585.0705 | 1048.5529 | 362.0395
[48 empty] | 3720 | 1573.2632 | 548.9375 | 591.85 | 859.3333 | 196.3385 | 1700.9 | 1251.7619 | 412.1575 | 585.0705 | 1048.5529 | 362.0395
[48 empty] | 3721 | 1561.2632 | 544.9375 | 600.8 | 849.8095 | 194.6231 | 1659.35 | 1248.4762 | 397.0038 | 574.1092 | 1022.9513 | 353.8314
[48 empty] | 3722 | 1561.2632 | 544.9375 | 600.8 | 849.8095 | 194.6231 | 1659.35 | 1248.4762 | 397.0038 | 574.1092 | 1022.9513 | 353.8314
[48 empty] | 3723 | 1561.2632 | 544.9375 | 600.8 | 849.8095 | 194.6231 | 1659.35 | 1248.4762 | 397.0038 | 574.1092 | 1022.9513 | 353.8314
[48 empty] | 3724 | 1561.2632 | 544.9375 | 600.8 | 849.8095 | 194.6231 | 1659.35 | 1248.4762 | 397.0038 | 574.1092 | 1022.9513 | 353.8314
[48 empty] | 3725 | 1561.2632 | 544.9375 | 600.8 | 849.8095 | 194.6231 | 1659.35 | 1248.4762 | 397.0038 | 574.1092 | 1022.9513 | 353.8314
[48 empty] | 3726 | 1561.2632 | 544.9375 | 600.8 | 849.8095 | 194.6231 | 1659.35 | 1248.4762 | 397.0038 | 574.1092 | 1022.9513 | 353.8314
[48 empty] | 3727 | 1561.2632 | 544.9375 | 600.8 | 849.8095 | 194.6231 | 1659.35 | 1248.4762 | 397.0038 | 574.1092 | 1022.9513 | 353.8314
[48 empty] | 3728 | 1561.2632 | 544.9375 | 600.8 | 849.8095 | 194.6231 | 1659.35 | 1248.4762 | 397.0038 | 574.1092 | 1022.9513 | 353.8314
[48 empty] | 3729 | 1561.2632 | 544.9375 | 600.8 | 849.8095 | 194.6231 | 1659.35 | 1248.4762 | 397.0038 | 574.1092 | 1022.9513 | 353.8314
[48 empty] | 3730 | 1561.2632 | 544.9375 | 600.8 | 849.8095 | 194.6231 | 1659.35 | 1248.4762 | 397.0038 | 574.1092 | 1022.9513 | 353.8314
[48 empty] | 3731 | 1561.2632 | 544.9375 | 600.8 | 849.8095 | 194.6231 | 1659.35 | 1248.4762 | 397.0038 | 574.1092 | 1022.9513 | 353.8314
[48 empty] | 3732 | 1561.2632 | 544.9375 | 600.8 | 849.8095 | 194.6231 | 1659.35 | 1248.4762 | 397.0038 | 574.1092 | 1022.9513 | 353.8314
[48 empty] | 3733 | 1561.2632 | 544.9375 | 600.8 | 849.8095 | 194.6231 | 1659.35 | 1248.4762 | 397.0038 | 574.1092 | 1022.9513 | 353.8314
[48 empty] | 3734 | 1561.2632 | 544.9375 | 600.8 | 849.8095 | 194.6231 | 1659.35 | 1248.4762 | 397.0038 | 574.1092 | 1022.9513 | 353.8314
[48 empty] | 3735 | 1561.2632 | 544.9375 | 600.8 | 849.8095 | 194.6231 | 1659.35 | 1248.4762 | 397.0038 | 574.1092 | 1022.9513 | 353.8314
[48 empty] | 3736 | 1561.2632 | 544.9375 | 600.8 | 849.8095 | 194.6231 | 1659.35 | 1248.4762 | 397.0038 | 574.1092 | 1022.9513 | 353.8314
[48 empty] | 3737 | 1561.2632 | 544.9375 | 600.8 | 849.8095 | 194.6231 | 1659.35 | 1248.4762 | 397.0038 | 574.1092 | 1022.9513 | 353.8314
[48 empty] | 3738 | 1561.2632 | 544.9375 | 600.8 | 849.8095 | 194.6231 | 1659.35 | 1248.4762 | 397.0038 | 574.1092 | 1022.9513 | 353.8314
[48 empty] | 3739 | 1561.2632 | 544.9375 | 600.8 | 849.8095 | 194.6231 | 1659.35 | 1248.4762 | 397.0038 | 574.1092 | 1022.9513 | 353.8314
[48 empty] | 3740 | 1561.2632 | 544.9375 | 600.8 | 849.8095 | 194.6231 | 1659.35 | 1248.4762 | 397.0038 | 574.1092 | 1022.9513 | 353.8314
[48 empty] | 3741 | 1561.2632 | 544.9375 | 600.8 | 849.8095 | 194.6231 | 1659.35 | 1248.4762 | 397.0038 | 574.1092 | 1022.9513 | 353.8314
[48 empty] | 3742 | 1561.2632 | 544.9375 | 600.8 | 849.8095 | 194.6231 | 1659.35 | 1248.4762 | 397.0038 | 574.1092 | 1022.9513 | 353.8314
[48 empty] | 3743 | 1561.2632 | 544.9375 | 600.8 | 849.8095 | 194.6231 | 1659.35 | 1248.4762 | 397.0038 | 574.1092 | 1022.9513 | 353.8314
[48 empty] | 3744 | 1561.2632 | 544.9375 | 600.8 | 849.8095 | 194.6231 | 1659.35 | 1248.4762 | 397.0038 | 574.1092 | 1022.9513 | 353.8314
[48 empty] | 3745 | 1548.5789 | 541.4375 | 609.1 | 837.7619 | 191.3769 | 1619.45 | 1241.8095 | 383.4675 | 559.7534 | 1015.3808 | 345.246
[48 empty] | 3746 | 1548.5789 | 541.4375 | 609.1 | 837.7619 | 191.3769 | 1619.45 | 1241.8095 | 383.4675 | 559.7534 | 1015.3808 | 345.246
[48 empty] | 3747 | 1548.5789 | 541.4375 | 609.1 | 837.7619 | 191.3769 | 1619.45 | 1241.8095 | 383.4675 | 559.7534 | 1015.3808 | 345.246
[48 empty] | 3748 | 1548.5789 | 541.4375 | 609.1 | 837.7619 | 191.3769 | 1619.45 | 1241.8095 | 383.4675 | 559.7534 | 1015.3808 | 345.246
[48 empty] | 3749 | 1548.5789 | 541.4375 | 609.1 | 837.7619 | 191.3769 | 1619.45 | 1241.8095 | 383.4675 | 559.7534 | 1015.3808 | 345.246
[48 empty] | 3750 | 1548.5789 | 541.4375 | 609.1 | 837.7619 | 191.3769 | 1619.45 | 1241.8095 | 383.4675 | 559.7534 | 1015.3808 | 345.246
[48 empty] | 3751 | 1548.5789 | 541.4375 | 609.1 | 837.7619 | 191.3769 | 1619.45 | 1241.8095 | 383.4675 | 559.7534 | 1015.3808 | 345.246
[48 empty] | 3752 | 1548.5789 | 541.4375 | 609.1 | 837.7619 | 191.3769 | 1619.45 | 1241.8095 | 383.4675 | 559.7534 | 1015.3808 | 345.246
[48 empty] | 3753 | 1548.5789 | 541.4375 | 609.1 | 837.7619 | 191.3769 | 1619.45 | 1241.8095 | 383.4675 | 559.7534 | 1015.3808 | 345.246
[48 empty] | 3754 | 1548.5789 | 541.4375 | 609.1 | 837.7619 | 191.3769 | 1619.45 | 1241.8095 | 383.4675 | 559.7534 | 1015.3808 | 345.246
[48 empty] | 3755 | 1548.5789 | 541.4375 | 609.1 | 837.7619 | 191.3769 | 1619.45 | 1241.8095 | 383.4675 | 559.7534 | 1015.3808 | 345.246
[48 empty] | 3756 | 1548.5789 | 541.4375 | 609.1 | 837.7619 | 191.3769 | 1619.45 | 1241.8095 | 383.4675 | 559.7534 | 1015.3808 | 345.246
[48 empty] | 3757 | 1548.5789 | 541.4375 | 609.1 | 837.7619 | 191.3769 | 1619.45 | 1241.8095 | 383.4675 | 559.7534 | 1015.3808 | 345.246
[48 empty] | 3758 | 1548.5789 | 541.4375 | 609.1 | 837.7619 | 191.3769 | 1619.45 | 1241.8095 | 383.4675 | 559.7534 | 1015.3808 | 345.246
[48 empty] | 3759 | 1548.5789 | 541.4375 | 609.1 | 837.7619 | 191.3769 | 1619.45 | 1241.8095 | 383.4675 | 559.7534 | 1015.3808 | 345.246
[48 empty] | 3760 | 1548.5789 | 541.4375 | 609.1 | 837.7619 | 191.3769 | 1619.45 | 1241.8095 | 383.4675 | 559.7534 | 1015.3808 | 345.246
[48 empty] | 3761 | 1548.5789 | 541.4375 | 609.1 | 837.7619 | 191.3769 | 1619.45 | 1241.8095 | 383.4675 | 559.7534 | 1015.3808 | 345.246
[48 empty] | 3762 | 1548.5789 | 541.4375 | 609.1 | 837.7619 | 191.3769 | 1619.45 | 1241.8095 | 383.4675 | 559.7534 | 1015.3808 | 345.246
[48 empty] | 3763 | 1548.5789 | 541.4375 | 609.1 | 837.7619 | 191.3769 | 1619.45 | 1241.8095 | 383.4675 | 559.7534 | 1015.3808 | 345.246
[48 empty] | 3764 | 1548.5789 | 541.4375 | 609.1 | 837.7619 | 191.3769 | 1619.45 | 1241.8095 | 383.4675 | 559.7534 | 1015.3808 | 345.246
[48 empty] | 3765 | 1548.5789 | 541.4375 | 609.1 | 837.7619 | 191.3769 | 1619.45 | 1241.8095 | 383.4675 | 559.7534 | 1015.3808 | 345.246
[48 empty] | 3766 | 1548.5789 | 541.4375 | 609.1 | 837.7619 | 191.3769 | 1619.45 | 1241.8095 | 383.4675 | 559.7534 | 1015.3808 | 345.246
[48 empty] | 3767 | 1548.5789 | 541.4375 | 609.1 | 837.7619 | 191.3769 | 1619.45 | 1241.8095 | 383.4675 | 559.7534 | 1015.3808 | 345.246
[48 empty] | 3768 | 1548.5789 | 541.4375 | 609.1 | 837.7619 | 191.3769 | 1619.45 | 1241.8095 | 383.4675 | 559.7534 | 1015.3808 | 345.246
[48 empty] | 3769 | 1536.5789 | 536.9375 | 614.2 | 823.7619 | 187.5615 | 1579.1 | 1235.0952 | 367.9025 | 545.8337 | 1022.2852 | 335.6244
[48 empty] | 3770 | 1536.5789 | 536.9375 | 614.2 | 823.7619 | 187.5615 | 1579.1 | 1235.0952 | 367.9025 | 545.8337 | 1022.2852 | 335.6244
[48 empty] | 3771 | 1536.5789 | 536.9375 | 614.2 | 823.7619 | 187.5615 | 1579.1 | 1235.0952 | 367.9025 | 545.8337 | 1022.2852 | 335.6244
[48 empty] | 3772 | 1536.5789 | 536.9375 | 614.2 | 823.7619 | 187.5615 | 1579.1 | 1235.0952 | 367.9025 | 545.8337 | 1022.2852 | 335.6244
[48 empty] | 3773 | 1536.5789 | 536.9375 | 614.2 | 823.7619 | 187.5615 | 1579.1 | 1235.0952 | 367.9025 | 545.8337 | 1022.2852 | 335.6244
[48 empty] | 3774 | 1536.5789 | 536.9375 | 614.2 | 823.7619 | 187.5615 | 1579.1 | 1235.0952 | 367.9025 | 545.8337 | 1022.2852 | 335.6244
[48 empty] | 3775 | 1536.5789 | 536.9375 | 614.2 | 823.7619 | 187.5615 | 1579.1 | 1235.0952 | 367.9025 | 545.8337 | 1022.2852 | 335.6244
[48 empty] | 3776 | 1536.5789 | 536.9375 | 614.2 | 823.7619 | 187.5615 | 1579.1 | 1235.0952 | 367.9025 | 545.8337 | 1022.2852 | 335.6244
[48 empty] | 3777 | 1536.5789 | 536.9375 | 614.2 | 823.7619 | 187.5615 | 1579.1 | 1235.0952 | 367.9025 | 545.8337 | 1022.2852 | 335.6244
[48 empty] | 3778 | 1536.5789 | 536.9375 | 614.2 | 823.7619 | 187.5615 | 1579.1 | 1235.0952 | 367.9025 | 545.8337 | 1022.2852 | 335.6244
[48 empty] | 3779 | 1536.5789 | 536.9375 | 614.2 | 823.7619 | 187.5615 | 1579.1 | 1235.0952 | 367.9025 | 545.8337 | 1022.2852 | 335.6244
[48 empty] | 3780 | 1536.5789 | 536.9375 | 614.2 | 823.7619 | 187.5615 | 1579.1 | 1235.0952 | 367.9025 | 545.8337 | 1022.2852 | 335.6244
[48 empty] | 3781 | 1536.5789 | 536.9375 | 614.2 | 823.7619 | 187.5615 | 1579.1 | 1235.0952 | 367.9025 | 545.8337 | 1022.2852 | 335.6244
[48 empty] | 3782 | 1536.5789 | 536.9375 | 614.2 | 823.7619 | 187.5615 | 1579.1 | 1235.0952 | 367.9025 | 545.8337 | 1022.2852 | 335.6244
[48 empty] | 3783 | 1536.5789 | 536.9375 | 614.2 | 823.7619 | 187.5615 | 1579.1 | 1235.0952 | 367.9025 | 545.8337 | 1022.2852 | 335.6244
[48 empty] | 3784 | 1536.5789 | 536.9375 | 614.2 | 823.7619 | 187.5615 | 1579.1 | 1235.0952 | 367.9025 | 545.8337 | 1022.2852 | 335.6244
[48 empty] | 3785 | 1536.5789 | 536.9375 | 614.2 | 823.7619 | 187.5615 | 1579.1 | 1235.0952 | 367.9025 | 545.8337 | 1022.2852 | 335.6244
[48 empty] | 3786 | 1536.5789 | 536.9375 | 614.2 | 823.7619 | 187.5615 | 1579.1 | 1235.0952 | 367.9025 | 545.8337 | 1022.2852 | 335.6244
[48 empty] | 3787 | 1536.5789 | 536.9375 | 614.2 | 823.7619 | 187.5615 | 1579.1 | 1235.0952 | 367.9025 | 545.8337 | 1022.2852 | 335.6244
[48 empty] | 3788 | 1536.5789 | 536.9375 | 614.2 | 823.7619 | 187.5615 | 1579.1 | 1235.0952 | 367.9025 | 545.8337 | 1022.2852 | 335.6244
[48 empty] | 3789 | 1536.5789 | 536.9375 | 614.2 | 823.7619 | 187.5615 | 1579.1 | 1235.0952 | 367.9025 | 545.8337 | 1022.2852 | 335.6244
[48 empty] | 3790 | 1536.5789 | 536.9375 | 614.2 | 823.7619 | 187.5615 | 1579.1 | 1235.0952 | 367.9025 | 545.8337 | 1022.2852 | 335.6244
[48 empty] | 3791 | 1536.5789 | 536.9375 | 614.2 | 823.7619 | 187.5615 | 1579.1 | 1235.0952 | 367.9025 | 545.8337 | 1022.2852 | 335.6244
[48 empty] | 3792 | 1536.5789 | 536.9375 | 614.2 | 823.7619 | 187.5615 | 1579.1 | 1235.0952 | 367.9025 | 545.8337 | 1022.2852 | 335.6244
[48 empty] | 3793 | 1518.3158 | 541 | 619.4 | 808.619 | 182.7769 | 1537.3 | 1228.6667 | 355.1513 | 537.451 | 1030.1973 | 333.0621
[48 empty] | 3794 | 1518.3158 | 541 | 619.4 | 808.619 | 182.7769 | 1537.3 | 1228.6667 | 355.1513 | 537.451 | 1030.1973 | 333.0621
[48 empty] | 3795 | 1518.3158 | 541 | 619.4 | 808.619 | 182.7769 | 1537.3 | 1228.6667 | 355.1513 | 537.451 | 1030.1973 | 333.0621
[48 empty] | 3796 | 1518.3158 | 541 | 619.4 | 808.619 | 182.7769 | 1537.3 | 1228.6667 | 355.1513 | 537.451 | 1030.1973 | 333.0621
[48 empty] | 3797 | 1518.3158 | 541 | 619.4 | 808.619 | 182.7769 | 1537.3 | 1228.6667 | 355.1513 | 537.451 | 1030.1973 | 333.0621
[48 empty] | 3798 | 1518.3158 | 541 | 619.4 | 808.619 | 182.7769 | 1537.3 | 1228.6667 | 355.1513 | 537.451 | 1030.1973 | 333.0621
[48 empty] | 3799 | 1518.3158 | 541 | 619.4 | 808.619 | 182.7769 | 1537.3 | 1228.6667 | 355.1513 | 537.451 | 1030.1973 | 333.0621
[48 empty] | 3800 | 1518.3158 | 541 | 619.4 | 808.619 | 182.7769 | 1537.3 | 1228.6667 | 355.1513 | 537.451 | 1030.1973 | 333.0621
[48 empty] | 3801 | 1518.3158 | 541 | 619.4 | 808.619 | 182.7769 | 1537.3 | 1228.6667 | 355.1513 | 537.451 | 1030.1973 | 333.0621
[48 empty] | 3802 | 1518.3158 | 541 | 619.4 | 808.619 | 182.7769 | 1537.3 | 1228.6667 | 355.1513 | 537.451 | 1030.1973 | 333.0621
[48 empty] | 3803 | 1518.3158 | 541 | 619.4 | 808.619 | 182.7769 | 1537.3 | 1228.6667 | 355.1513 | 537.451 | 1030.1973 | 333.0621
[48 empty] | 3804 | 1518.3158 | 541 | 619.4 | 808.619 | 182.7769 | 1537.3 | 1228.6667 | 355.1513 | 537.451 | 1030.1973 | 333.0621
[48 empty] | 3805 | 1518.3158 | 541 | 619.4 | 808.619 | 182.7769 | 1537.3 | 1228.6667 | 355.1513 | 537.451 | 1030.1973 | 333.0621
[48 empty] | 3806 | 1518.3158 | 541 | 619.4 | 808.619 | 182.7769 | 1537.3 | 1228.6667 | 355.1513 | 537.451 | 1030.1973 | 333.0621
[48 empty] | 3807 | 1518.3158 | 541 | 619.4 | 808.619 | 182.7769 | 1537.3 | 1228.6667 | 355.1513 | 537.451 | 1030.1973 | 333.0621
[48 empty] | 3808 | 1518.3158 | 541 | 619.4 | 808.619 | 182.7769 | 1537.3 | 1228.6667 | 355.1513 | 537.451 | 1030.1973 | 333.0621
[48 empty] | 3809 | 1518.3158 | 541 | 619.4 | 808.619 | 182.7769 | 1537.3 | 1228.6667 | 355.1513 | 537.451 | 1030.1973 | 333.0621
[48 empty] | 3810 | 1518.3158 | 541 | 619.4 | 808.619 | 182.7769 | 1537.3 | 1228.6667 | 355.1513 | 537.451 | 1030.1973 | 333.0621
[48 empty] | 3811 | 1518.3158 | 541 | 619.4 | 808.619 | 182.7769 | 1537.3 | 1228.6667 | 355.1513 | 537.451 | 1030.1973 | 333.0621
[48 empty] | 3812 | 1518.3158 | 541 | 619.4 | 808.619 | 182.7769 | 1537.3 | 1228.6667 | 355.1513 | 537.451 | 1030.1973 | 333.0621
[48 empty] | 3813 | 1518.3158 | 541 | 619.4 | 808.619 | 182.7769 | 1537.3 | 1228.6667 | 355.1513 | 537.451 | 1030.1973 | 333.0621
[48 empty] | 3814 | 1518.3158 | 541 | 619.4 | 808.619 | 182.7769 | 1537.3 | 1228.6667 | 355.1513 | 537.451 | 1030.1973 | 333.0621
[48 empty] | 3815 | 1518.3158 | 541 | 619.4 | 808.619 | 182.7769 | 1537.3 | 1228.6667 | 355.1513 | 537.451 | 1030.1973 | 333.0621
[48 empty] | 3816 | 1518.3158 | 541 | 619.4 | 808.619 | 182.7769 | 1537.3 | 1228.6667 | 355.1513 | 537.451 | 1030.1973 | 333.0621
[48 empty] | 3817 | 1493.6316 | 525.4375 | 622.1 | 793.1905 | 177.5538 | 1496.9 | 1219.4762 | 342.1438 | 524.4057 | 1024.4281 | 326.8497
[48 empty] | 3818 | 1493.6316 | 525.4375 | 622.1 | 793.1905 | 177.5538 | 1496.9 | 1219.4762 | 342.1438 | 524.4057 | 1024.4281 | 326.8497
[48 empty] | 3819 | 1493.6316 | 525.4375 | 622.1 | 793.1905 | 177.5538 | 1496.9 | 1219.4762 | 342.1438 | 524.4057 | 1024.4281 | 326.8497
[48 empty] | 3820 | 1493.6316 | 525.4375 | 622.1 | 793.1905 | 177.5538 | 1496.9 | 1219.4762 | 342.1438 | 524.4057 | 1024.4281 | 326.8497
[48 empty] | 3821 | 1493.6316 | 525.4375 | 622.1 | 793.1905 | 177.5538 | 1496.9 | 1219.4762 | 342.1438 | 524.4057 | 1024.4281 | 326.8497
[48 empty] | 3822 | 1493.6316 | 525.4375 | 622.1 | 793.1905 | 177.5538 | 1496.9 | 1219.4762 | 342.1438 | 524.4057 | 1024.4281 | 326.8497
[48 empty] | 3823 | 1493.6316 | 525.4375 | 622.1 | 793.1905 | 177.5538 | 1496.9 | 1219.4762 | 342.1438 | 524.4057 | 1024.4281 | 326.8497
[48 empty] | 3824 | 1493.6316 | 525.4375 | 622.1 | 793.1905 | 177.5538 | 1496.9 | 1219.4762 | 342.1438 | 524.4057 | 1024.4281 | 326.8497
[48 empty] | 3825 | 1493.6316 | 525.4375 | 622.1 | 793.1905 | 177.5538 | 1496.9 | 1219.4762 | 342.1438 | 524.4057 | 1024.4281 | 326.8497
[48 empty] | 3826 | 1493.6316 | 525.4375 | 622.1 | 793.1905 | 177.5538 | 1496.9 | 1219.4762 | 342.1438 | 524.4057 | 1024.4281 | 326.8497
[48 empty] | 3827 | 1493.6316 | 525.4375 | 622.1 | 793.1905 | 177.5538 | 1496.9 | 1219.4762 | 342.1438 | 524.4057 | 1024.4281 | 326.8497
[48 empty] | 3828 | 1493.6316 | 525.4375 | 622.1 | 793.1905 | 177.5538 | 1496.9 | 1219.4762 | 342.1438 | 524.4057 | 1024.4281 | 326.8497
[48 empty] | 3829 | 1493.6316 | 525.4375 | 622.1 | 793.1905 | 177.5538 | 1496.9 | 1219.4762 | 342.1438 | 524.4057 | 1024.4281 | 326.8497
[48 empty] | 3830 | 1493.6316 | 525.4375 | 622.1 | 793.1905 | 177.5538 | 1496.9 | 1219.4762 | 342.1438 | 524.4057 | 1024.4281 | 326.8497
[48 empty] | 3831 | 1493.6316 | 525.4375 | 622.1 | 793.1905 | 177.5538 | 1496.9 | 1219.4762 | 342.1438 | 524.4057 | 1024.4281 | 326.8497
[48 empty] | 3832 | 1493.6316 | 525.4375 | 622.1 | 793.1905 | 177.5538 | 1496.9 | 1219.4762 | 342.1438 | 524.4057 | 1024.4281 | 326.8497
[48 empty] | 3833 | 1493.6316 | 525.4375 | 622.1 | 793.1905 | 177.5538 | 1496.9 | 1219.4762 | 342.1438 | 524.4057 | 1024.4281 | 326.8497
[48 empty] | 3834 | 1493.6316 | 525.4375 | 622.1 | 793.1905 | 177.5538 | 1496.9 | 1219.4762 | 342.1438 | 524.4057 | 1024.4281 | 326.8497
[48 empty] | 3835 | 1493.6316 | 525.4375 | 622.1 | 793.1905 | 177.5538 | 1496.9 | 1219.4762 | 342.1438 | 524.4057 | 1024.4281 | 326.8497
[48 empty] | 3836 | 1493.6316 | 525.4375 | 622.1 | 793.1905 | 177.5538 | 1496.9 | 1219.4762 | 342.1438 | 524.4057 | 1024.4281 | 326.8497
[48 empty] | 3837 | 1493.6316 | 525.4375 | 622.1 | 793.1905 | 177.5538 | 1496.9 | 1219.4762 | 342.1438 | 524.4057 | 1024.4281 | 326.8497
[48 empty] | 3838 | 1493.6316 | 525.4375 | 622.1 | 793.1905 | 177.5538 | 1496.9 | 1219.4762 | 342.1438 | 524.4057 | 1024.4281 | 326.8497
[48 empty] | 3839 | 1493.6316 | 525.4375 | 622.1 | 793.1905 | 177.5538 | 1496.9 | 1219.4762 | 342.1438 | 524.4057 | 1024.4281 | 326.8497
[48 empty] | 3840 | 1493.6316 | 525.4375 | 622.1 | 793.1905 | 177.5538 | 1496.9 | 1219.4762 | 342.1438 | 524.4057 | 1024.4281 | 326.8497
[48 empty] | 3841 | 1466.7368 | 517.5625 | 624.55 | 775.5238 | 174.0538 | 1456.4 | 1213.381 | 329.5913 | 509.2839 | 1006.1694 | 318.2527
[48 empty] | 3842 | 1466.7368 | 517.5625 | 624.55 | 775.5238 | 174.0538 | 1456.4 | 1213.381 | 329.5913 | 509.2839 | 1006.1694 | 318.2527
[48 empty] | 3843 | 1466.7368 | 517.5625 | 624.55 | 775.5238 | 174.0538 | 1456.4 | 1213.381 | 329.5913 | 509.2839 | 1006.1694 | 318.2527
[48 empty] | 3844 | 1466.7368 | 517.5625 | 624.55 | 775.5238 | 174.0538 | 1456.4 | 1213.381 | 329.5913 | 509.2839 | 1006.1694 | 318.2527
[48 empty] | 3845 | 1466.7368 | 517.5625 | 624.55 | 775.5238 | 174.0538 | 1456.4 | 1213.381 | 329.5913 | 509.2839 | 1006.1694 | 318.2527
[48 empty] | 3846 | 1466.7368 | 517.5625 | 624.55 | 775.5238 | 174.0538 | 1456.4 | 1213.381 | 329.5913 | 509.2839 | 1006.1694 | 318.2527
[48 empty] | 3847 | 1466.7368 | 517.5625 | 624.55 | 775.5238 | 174.0538 | 1456.4 | 1213.381 | 329.5913 | 509.2839 | 1006.1694 | 318.2527
[48 empty] | 3848 | 1466.7368 | 517.5625 | 624.55 | 775.5238 | 174.0538 | 1456.4 | 1213.381 | 329.5913 | 509.2839 | 1006.1694 | 318.2527
[48 empty] | 3849 | 1466.7368 | 517.5625 | 624.55 | 775.5238 | 174.0538 | 1456.4 | 1213.381 | 329.5913 | 509.2839 | 1006.1694 | 318.2527
[48 empty] | 3850 | 1466.7368 | 517.5625 | 624.55 | 775.5238 | 174.0538 | 1456.4 | 1213.381 | 329.5913 | 509.2839 | 1006.1694 | 318.2527
[48 empty] | 3851 | 1466.7368 | 517.5625 | 624.55 | 775.5238 | 174.0538 | 1456.4 | 1213.381 | 329.5913 | 509.2839 | 1006.1694 | 318.2527
[48 empty] | 3852 | 1466.7368 | 517.5625 | 624.55 | 775.5238 | 174.0538 | 1456.4 | 1213.381 | 329.5913 | 509.2839 | 1006.1694 | 318.2527
[48 empty] | 3853 | 1466.7368 | 517.5625 | 624.55 | 775.5238 | 174.0538 | 1456.4 | 1213.381 | 329.5913 | 509.2839 | 1006.1694 | 318.2527
[48 empty] | 3854 | 1466.7368 | 517.5625 | 624.55 | 775.5238 | 174.0538 | 1456.4 | 1213.381 | 329.5913 | 509.2839 | 1006.1694 | 318.2527
[48 empty] | 3855 | 1466.7368 | 517.5625 | 624.55 | 775.5238 | 174.0538 | 1456.4 | 1213.381 | 329.5913 | 509.2839 | 1006.1694 | 318.2527
[48 empty] | 3856 | 1466.7368 | 517.5625 | 624.55 | 775.5238 | 174.0538 | 1456.4 | 1213.381 | 329.5913 | 509.2839 | 1006.1694 | 318.2527
[48 empty] | 3857 | 1466.7368 | 517.5625 | 624.55 | 775.5238 | 174.0538 | 1456.4 | 1213.381 | 329.5913 | 509.2839 | 1006.1694 | 318.2527
[48 empty] | 3858 | 1466.7368 | 517.5625 | 624.55 | 775.5238 | 174.0538 | 1456.4 | 1213.381 | 329.5913 | 509.2839 | 1006.1694 | 318.2527
[48 empty] | 3859 | 1466.7368 | 517.5625 | 624.55 | 775.5238 | 174.0538 | 1456.4 | 1213.381 | 329.5913 | 509.2839 | 1006.1694 | 318.2527
[48 empty] | 3860 | 1466.7368 | 517.5625 | 624.55 | 775.5238 | 174.0538 | 1456.4 | 1213.381 | 329.5913 | 509.2839 | 1006.1694 | 318.2527
[48 empty] | 3861 | 1466.7368 | 517.5625 | 624.55 | 775.5238 | 174.0538 | 1456.4 | 1213.381 | 329.5913 | 509.2839 | 1006.1694 | 318.2527
[48 empty] | 3862 | 1466.7368 | 517.5625 | 624.55 | 775.5238 | 174.0538 | 1456.4 | 1213.381 | 329.5913 | 509.2839 | 1006.1694 | 318.2527
[48 empty] | 3863 | 1466.7368 | 517.5625 | 624.55 | 775.5238 | 174.0538 | 1456.4 | 1213.381 | 329.5913 | 509.2839 | 1006.1694 | 318.2527
[48 empty] | 3864 | 1466.7368 | 517.5625 | 624.55 | 775.5238 | 174.0538 | 1456.4 | 1213.381 | 329.5913 | 509.2839 | 1006.1694 | 318.2527
[48 empty] | 3865 | 1436.7895 | 507.6875 | 625.95 | 758.0952 | 168.825 | 1419.95 | 1211.9524 | 321.025 | 497.6144 | 982.17 | 313.4419
[48 empty] | 3866 | 1436.7895 | 507.6875 | 625.95 | 758.0952 | 168.825 | 1419.95 | 1211.9524 | 321.025 | 497.6144 | 982.17 | 313.4419
[48 empty] | 3867 | 1436.7895 | 507.6875 | 625.95 | 758.0952 | 168.825 | 1419.95 | 1211.9524 | 321.025 | 497.6144 | 982.17 | 313.4419
[48 empty] | 3868 | 1436.7895 | 507.6875 | 625.95 | 758.0952 | 168.825 | 1419.95 | 1211.9524 | 321.025 | 497.6144 | 982.17 | 313.4419
[48 empty] | 3869 | 1436.7895 | 507.6875 | 625.95 | 758.0952 | 168.825 | 1419.95 | 1211.9524 | 321.025 | 497.6144 | 982.17 | 313.4419
[48 empty] | 3870 | 1436.7895 | 507.6875 | 625.95 | 758.0952 | 168.825 | 1419.95 | 1211.9524 | 321.025 | 497.6144 | 982.17 | 313.4419
[48 empty] | 3871 | 1436.7895 | 507.6875 | 625.95 | 758.0952 | 168.825 | 1419.95 | 1211.9524 | 321.025 | 497.6144 | 982.17 | 313.4419
[48 empty] | 3872 | 1436.7895 | 507.6875 | 625.95 | 758.0952 | 168.825 | 1419.95 | 1211.9524 | 321.025 | 497.6144 | 982.17 | 313.4419
[48 empty] | 3873 | 1436.7895 | 507.6875 | 625.95 | 758.0952 | 168.825 | 1419.95 | 1211.9524 | 321.025 | 497.6144 | 982.17 | 313.4419
[48 empty] | 3874 | 1436.7895 | 507.6875 | 625.95 | 758.0952 | 168.825 | 1419.95 | 1211.9524 | 321.025 | 497.6144 | 982.17 | 313.4419
[48 empty] | 3875 | 1436.7895 | 507.6875 | 625.95 | 758.0952 | 168.825 | 1419.95 | 1211.9524 | 321.025 | 497.6144 | 982.17 | 313.4419
[48 empty] | 3876 | 1436.7895 | 507.6875 | 625.95 | 758.0952 | 168.825 | 1419.95 | 1211.9524 | 321.025 | 497.6144 | 982.17 | 313.4419
[48 empty] | 3877 | 1436.7895 | 507.6875 | 625.95 | 758.0952 | 168.825 | 1419.95 | 1211.9524 | 321.025 | 497.6144 | 982.17 | 313.4419
[48 empty] | 3878 | 1436.7895 | 507.6875 | 625.95 | 758.0952 | 168.825 | 1419.95 | 1211.9524 | 321.025 | 497.6144 | 982.17 | 313.4419
[48 empty] | 3879 | 1436.7895 | 507.6875 | 625.95 | 758.0952 | 168.825 | 1419.95 | 1211.9524 | 321.025 | 497.6144 | 982.17 | 313.4419
[48 empty] | 3880 | 1436.7895 | 507.6875 | 625.95 | 758.0952 | 168.825 | 1419.95 | 1211.9524 | 321.025 | 497.6144 | 982.17 | 313.4419
[48 empty] | 3881 | 1436.7895 | 507.6875 | 625.95 | 758.0952 | 168.825 | 1419.95 | 1211.9524 | 321.025 | 497.6144 | 982.17 | 313.4419
[48 empty] | 3882 | 1436.7895 | 507.6875 | 625.95 | 758.0952 | 168.825 | 1419.95 | 1211.9524 | 321.025 | 497.6144 | 982.17 | 313.4419
[48 empty] | 3883 | 1436.7895 | 507.6875 | 625.95 | 758.0952 | 168.825 | 1419.95 | 1211.9524 | 321.025 | 497.6144 | 982.17 | 313.4419
[48 empty] | 3884 | 1436.7895 | 507.6875 | 625.95 | 758.0952 | 168.825 | 1419.95 | 1211.9524 | 321.025 | 497.6144 | 982.17 | 313.4419
[48 empty] | 3885 | 1436.7895 | 507.6875 | 625.95 | 758.0952 | 168.825 | 1419.95 | 1211.9524 | 321.025 | 497.6144 | 982.17 | 313.4419
[48 empty] | 3886 | 1436.7895 | 507.6875 | 625.95 | 758.0952 | 168.825 | 1419.95 | 1211.9524 | 321.025 | 497.6144 | 982.17 | 313.4419
[48 empty] | 3887 | 1436.7895 | 507.6875 | 625.95 | 758.0952 | 168.825 | 1419.95 | 1211.9524 | 321.025 | 497.6144 | 982.17 | 313.4419
[48 empty] | 3888 | 1436.7895 | 507.6875 | 625.95 | 758.0952 | 168.825 | 1419.95 | 1211.9524 | 321.025 | 497.6144 | 982.17 | 313.4419
[48 empty] | 3889 | 1407.8947 | 496.375 | 626.7 | 743 | 162.775 | 1376.3 | 1205.7143 | 306.9158 | 488.3193 | 956.9454 | 307.402
[48 empty] | 3890 | 1407.8947 | 496.375 | 626.7 | 743 | 162.775 | 1376.3 | 1205.7143 | 306.9158 | 488.3193 | 956.9454 | 307.402
[48 empty] | 3891 | 1407.8947 | 496.375 | 626.7 | 743 | 162.775 | 1376.3 | 1205.7143 | 306.9158 | 488.3193 | 956.9454 | 307.402
[48 empty] | 3892 | 1407.8947 | 496.375 | 626.7 | 743 | 162.775 | 1376.3 | 1205.7143 | 306.9158 | 488.3193 | 956.9454 | 307.402
[48 empty] | 3893 | 1407.8947 | 496.375 | 626.7 | 743 | 162.775 | 1376.3 | 1205.7143 | 306.9158 | 488.3193 | 956.9454 | 307.402
[48 empty] | 3894 | 1407.8947 | 496.375 | 626.7 | 743 | 162.775 | 1376.3 | 1205.7143 | 306.9158 | 488.3193 | 956.9454 | 307.402
[48 empty] | 3895 | 1407.8947 | 496.375 | 626.7 | 743 | 162.775 | 1376.3 | 1205.7143 | 306.9158 | 488.3193 | 956.9454 | 307.402
[48 empty] | 3896 | 1407.8947 | 496.375 | 626.7 | 743 | 162.775 | 1376.3 | 1205.7143 | 306.9158 | 488.3193 | 956.9454 | 307.402
[48 empty] | 3897 | 1407.8947 | 496.375 | 626.7 | 743 | 162.775 | 1376.3 | 1205.7143 | 306.9158 | 488.3193 | 956.9454 | 307.402
[48 empty] | 3898 | 1407.8947 | 496.375 | 626.7 | 743 | 162.775 | 1376.3 | 1205.7143 | 306.9158 | 488.3193 | 956.9454 | 307.402
[48 empty] | 3899 | 1407.8947 | 496.375 | 626.7 | 743 | 162.775 | 1376.3 | 1205.7143 | 306.9158 | 488.3193 | 956.9454 | 307.402
[48 empty] | 3900 | 1407.8947 | 496.375 | 626.7 | 743 | 162.775 | 1376.3 | 1205.7143 | 306.9158 | 488.3193 | 956.9454 | 307.402
[48 empty] | 3901 | 1407.8947 | 496.375 | 626.7 | 743 | 162.775 | 1376.3 | 1205.7143 | 306.9158 | 488.3193 | 956.9454 | 307.402
[48 empty] | 3902 | 1407.8947 | 496.375 | 626.7 | 743 | 162.775 | 1376.3 | 1205.7143 | 306.9158 | 488.3193 | 956.9454 | 307.402
[48 empty] | 3903 | 1407.8947 | 496.375 | 626.7 | 743 | 162.775 | 1376.3 | 1205.7143 | 306.9158 | 488.3193 | 956.9454 | 307.402
[48 empty] | 3904 | 1407.8947 | 496.375 | 626.7 | 743 | 162.775 | 1376.3 | 1205.7143 | 306.9158 | 488.3193 | 956.9454 | 307.402
[48 empty] | 3905 | 1407.8947 | 496.375 | 626.7 | 743 | 162.775 | 1376.3 | 1205.7143 | 306.9158 | 488.3193 | 956.9454 | 307.402
[48 empty] | 3906 | 1407.8947 | 496.375 | 626.7 | 743 | 162.775 | 1376.3 | 1205.7143 | 306.9158 | 488.3193 | 956.9454 | 307.402
[48 empty] | 3907 | 1407.8947 | 496.375 | 626.7 | 743 | 162.775 | 1376.3 | 1205.7143 | 306.9158 | 488.3193 | 956.9454 | 307.402
[48 empty] | 3908 | 1407.8947 | 496.375 | 626.7 | 743 | 162.775 | 1376.3 | 1205.7143 | 306.9158 | 488.3193 | 956.9454 | 307.402
[48 empty] | 3909 | 1407.8947 | 496.375 | 626.7 | 743 | 162.775 | 1376.3 | 1205.7143 | 306.9158 | 488.3193 | 956.9454 | 307.402
[48 empty] | 3910 | 1407.8947 | 496.375 | 626.7 | 743 | 162.775 | 1376.3 | 1205.7143 | 306.9158 | 488.3193 | 956.9454 | 307.402
[48 empty] | 3911 | 1407.8947 | 496.375 | 626.7 | 743 | 162.775 | 1376.3 | 1205.7143 | 306.9158 | 488.3193 | 956.9454 | 307.402
[48 empty] | 3912 | 1407.8947 | 496.375 | 626.7 | 743 | 162.775 | 1376.3 | 1205.7143 | 306.9158 | 488.3193 | 956.9454 | 307.402
[48 empty] | 3913 | 1375.8421 | 488 | 627.95 | 728.0476 | 158.0833 | 1328.2 | 1206.4286 | 295.2599 | 477.6993 | 937.091 | 299.3576
[48 empty] | 3914 | 1375.8421 | 488 | 627.95 | 728.0476 | 158.0833 | 1328.2 | 1206.4286 | 295.2599 | 477.6993 | 937.091 | 299.3576
[48 empty] | 3915 | 1375.8421 | 488 | 627.95 | 728.0476 | 158.0833 | 1328.2 | 1206.4286 | 295.2599 | 477.6993 | 937.091 | 299.3576
[48 empty] | 3916 | 1375.8421 | 488 | 627.95 | 728.0476 | 158.0833 | 1328.2 | 1206.4286 | 295.2599 | 477.6993 | 937.091 | 299.3576
[48 empty] | 3917 | 1375.8421 | 488 | 627.95 | 728.0476 | 158.0833 | 1328.2 | 1206.4286 | 295.2599 | 477.6993 | 937.091 | 299.3576
[48 empty] | 3918 | 1375.8421 | 488 | 627.95 | 728.0476 | 158.0833 | 1328.2 | 1206.4286 | 295.2599 | 477.6993 | 937.091 | 299.3576
[48 empty] | 3919 | 1375.8421 | 488 | 627.95 | 728.0476 | 158.0833 | 1328.2 | 1206.4286 | 295.2599 | 477.6993 | 937.091 | 299.3576
[48 empty] | 3920 | 1375.8421 | 488 | 627.95 | 728.0476 | 158.0833 | 1328.2 | 1206.4286 | 295.2599 | 477.6993 | 937.091 | 299.3576
[48 empty] | 3921 | 1375.8421 | 488 | 627.95 | 728.0476 | 158.0833 | 1328.2 | 1206.4286 | 295.2599 | 477.6993 | 937.091 | 299.3576
[48 empty] | 3922 | 1375.8421 | 488 | 627.95 | 728.0476 | 158.0833 | 1328.2 | 1206.4286 | 295.2599 | 477.6993 | 937.091 | 299.3576
[48 empty] | 3923 | 1375.8421 | 488 | 627.95 | 728.0476 | 158.0833 | 1328.2 | 1206.4286 | 295.2599 | 477.6993 | 937.091 | 299.3576
[48 empty] | 3924 | 1375.8421 | 488 | 627.95 | 728.0476 | 158.0833 | 1328.2 | 1206.4286 | 295.2599 | 477.6993 | 937.091 | 299.3576
[48 empty] | 3925 | 1375.8421 | 488 | 627.95 | 728.0476 | 158.0833 | 1328.2 | 1206.4286 | 295.2599 | 477.6993 | 937.091 | 299.3576
[48 empty] | 3926 | 1375.8421 | 488 | 627.95 | 728.0476 | 158.0833 | 1328.2 | 1206.4286 | 295.2599 | 477.6993 | 937.091 | 299.3576
[48 empty] | 3927 | 1375.8421 | 488 | 627.95 | 728.0476 | 158.0833 | 1328.2 | 1206.4286 | 295.2599 | 477.6993 | 937.091 | 299.3576
[48 empty] | 3928 | 1375.8421 | 488 | 627.95 | 728.0476 | 158.0833 | 1328.2 | 1206.4286 | 295.2599 | 477.6993 | 937.091 | 299.3576
[48 empty] | 3929 | 1375.8421 | 488 | 627.95 | 728.0476 | 158.0833 | 1328.2 | 1206.4286 | 295.2599 | 477.6993 | 937.091 | 299.3576
[48 empty] | 3930 | 1375.8421 | 488 | 627.95 | 728.0476 | 158.0833 | 1328.2 | 1206.4286 | 295.2599 | 477.6993 | 937.091 | 299.3576
[48 empty] | 3931 | 1375.8421 | 488 | 627.95 | 728.0476 | 158.0833 | 1328.2 | 1206.4286 | 295.2599 | 477.6993 | 937.091 | 299.3576
[48 empty] | 3932 | 1375.8421 | 488 | 627.95 | 728.0476 | 158.0833 | 1328.2 | 1206.4286 | 295.2599 | 477.6993 | 937.091 | 299.3576
[48 empty] | 3933 | 1375.8421 | 488 | 627.95 | 728.0476 | 158.0833 | 1328.2 | 1206.4286 | 295.2599 | 477.6993 | 937.091 | 299.3576
[48 empty] | 3934 | 1375.8421 | 488 | 627.95 | 728.0476 | 158.0833 | 1328.2 | 1206.4286 | 295.2599 | 477.6993 | 937.091 | 299.3576
[48 empty] | 3935 | 1375.8421 | 488 | 627.95 | 728.0476 | 158.0833 | 1328.2 | 1206.4286 | 295.2599 | 477.6993 | 937.091 | 299.3576
[48 empty] | 3936 | 1375.8421 | 488 | 627.95 | 728.0476 | 158.0833 | 1328.2 | 1206.4286 | 295.2599 | 477.6993 | 937.091 | 299.3576
[48 empty] | 3937 | 1342.7368 | 480.4375 | 630.05 | 714.4762 | 144.7462 | 1288.85 | 1201.7619 | 283.6082 | 473.1512 | 914.0069 | 296.6785
[48 empty] | 3938 | 1342.7368 | 480.4375 | 630.05 | 714.4762 | 144.7462 | 1288.85 | 1201.7619 | 283.6082 | 473.1512 | 914.0069 | 296.6785
[48 empty] | 3939 | 1342.7368 | 480.4375 | 630.05 | 714.4762 | 144.7462 | 1288.85 | 1201.7619 | 283.6082 | 473.1512 | 914.0069 | 296.6785
[48 empty] | 3940 | 1342.7368 | 480.4375 | 630.05 | 714.4762 | 144.7462 | 1288.85 | 1201.7619 | 283.6082 | 473.1512 | 914.0069 | 296.6785
[48 empty] | 3941 | 1342.7368 | 480.4375 | 630.05 | 714.4762 | 144.7462 | 1288.85 | 1201.7619 | 283.6082 | 473.1512 | 914.0069 | 296.6785
[48 empty] | 3942 | 1342.7368 | 480.4375 | 630.05 | 714.4762 | 144.7462 | 1288.85 | 1201.7619 | 283.6082 | 473.1512 | 914.0069 | 296.6785
[48 empty] | 3943 | 1342.7368 | 480.4375 | 630.05 | 714.4762 | 144.7462 | 1288.85 | 1201.7619 | 283.6082 | 473.1512 | 914.0069 | 296.6785
[48 empty] | 3944 | 1342.7368 | 480.4375 | 630.05 | 714.4762 | 144.7462 | 1288.85 | 1201.7619 | 283.6082 | 473.1512 | 914.0069 | 296.6785
[48 empty] | 3945 | 1342.7368 | 480.4375 | 630.05 | 714.4762 | 144.7462 | 1288.85 | 1201.7619 | 283.6082 | 473.1512 | 914.0069 | 296.6785
[48 empty] | 3946 | 1342.7368 | 480.4375 | 630.05 | 714.4762 | 144.7462 | 1288.85 | 1201.7619 | 283.6082 | 473.1512 | 914.0069 | 296.6785
[48 empty] | 3947 | 1342.7368 | 480.4375 | 630.05 | 714.4762 | 144.7462 | 1288.85 | 1201.7619 | 283.6082 | 473.1512 | 914.0069 | 296.6785
[48 empty] | 3948 | 1342.7368 | 480.4375 | 630.05 | 714.4762 | 144.7462 | 1288.85 | 1201.7619 | 283.6082 | 473.1512 | 914.0069 | 296.6785
[48 empty] | 3949 | 1342.7368 | 480.4375 | 630.05 | 714.4762 | 144.7462 | 1288.85 | 1201.7619 | 283.6082 | 473.1512 | 914.0069 | 296.6785
[48 empty] | 3950 | 1342.7368 | 480.4375 | 630.05 | 714.4762 | 144.7462 | 1288.85 | 1201.7619 | 283.6082 | 473.1512 | 914.0069 | 296.6785
[48 empty] | 3951 | 1342.7368 | 480.4375 | 630.05 | 714.4762 | 144.7462 | 1288.85 | 1201.7619 | 283.6082 | 473.1512 | 914.0069 | 296.6785
[48 empty] | 3952 | 1342.7368 | 480.4375 | 630.05 | 714.4762 | 144.7462 | 1288.85 | 1201.7619 | 283.6082 | 473.1512 | 914.0069 | 296.6785
[48 empty] | 3953 | 1342.7368 | 480.4375 | 630.05 | 714.4762 | 144.7462 | 1288.85 | 1201.7619 | 283.6082 | 473.1512 | 914.0069 | 296.6785
[48 empty] | 3954 | 1342.7368 | 480.4375 | 630.05 | 714.4762 | 144.7462 | 1288.85 | 1201.7619 | 283.6082 | 473.1512 | 914.0069 | 296.6785
[48 empty] | 3955 | 1342.7368 | 480.4375 | 630.05 | 714.4762 | 144.7462 | 1288.85 | 1201.7619 | 283.6082 | 473.1512 | 914.0069 | 296.6785
[48 empty] | 3956 | 1342.7368 | 480.4375 | 630.05 | 714.4762 | 144.7462 | 1288.85 | 1201.7619 | 283.6082 | 473.1512 | 914.0069 | 296.6785
[48 empty] | 3957 | 1342.7368 | 480.4375 | 630.05 | 714.4762 | 144.7462 | 1288.85 | 1201.7619 | 283.6082 | 473.1512 | 914.0069 | 296.6785
[48 empty] | 3958 | 1342.7368 | 480.4375 | 630.05 | 714.4762 | 144.7462 | 1288.85 | 1201.7619 | 283.6082 | 473.1512 | 914.0069 | 296.6785
[48 empty] | 3959 | 1342.7368 | 480.4375 | 630.05 | 714.4762 | 144.7462 | 1288.85 | 1201.7619 | 283.6082 | 473.1512 | 914.0069 | 296.6785
[48 empty] | 3960 | 1342.7368 | 480.4375 | 630.05 | 714.4762 | 144.7462 | 1288.85 | 1201.7619 | 283.6082 | 473.1512 | 914.0069 | 296.6785
[48 empty] | 3961 | 1308.4737 | 471.5625 | 630.75 | 698.3333 | 148.6333 | 1251.95 | 1198.619 | 271.6339 | 474.714 | 886.2515 | 295.656
[48 empty] | 3962 | 1308.4737 | 471.5625 | 630.75 | 698.3333 | 148.6333 | 1251.95 | 1198.619 | 271.6339 | 474.714 | 886.2515 | 295.656
[48 empty] | 3963 | 1308.4737 | 471.5625 | 630.75 | 698.3333 | 148.6333 | 1251.95 | 1198.619 | 271.6339 | 474.714 | 886.2515 | 295.656
[48 empty] | 3964 | 1308.4737 | 471.5625 | 630.75 | 698.3333 | 148.6333 | 1251.95 | 1198.619 | 271.6339 | 474.714 | 886.2515 | 295.656
[48 empty] | 3965 | 1308.4737 | 471.5625 | 630.75 | 698.3333 | 148.6333 | 1251.95 | 1198.619 | 271.6339 | 474.714 | 886.2515 | 295.656
[48 empty] | 3966 | 1308.4737 | 471.5625 | 630.75 | 698.3333 | 148.6333 | 1251.95 | 1198.619 | 271.6339 | 474.714 | 886.2515 | 295.656
[48 empty] | 3967 | 1308.4737 | 471.5625 | 630.75 | 698.3333 | 148.6333 | 1251.95 | 1198.619 | 271.6339 | 474.714 | 886.2515 | 295.656
[48 empty] | 3968 | 1308.4737 | 471.5625 | 630.75 | 698.3333 | 148.6333 | 1251.95 | 1198.619 | 271.6339 | 474.714 | 886.2515 | 295.656
[48 empty] | 3969 | 1308.4737 | 471.5625 | 630.75 | 698.3333 | 148.6333 | 1251.95 | 1198.619 | 271.6339 | 474.714 | 886.2515 | 295.656
[48 empty] | 3970 | 1308.4737 | 471.5625 | 630.75 | 698.3333 | 148.6333 | 1251.95 | 1198.619 | 271.6339 | 474.714 | 886.2515 | 295.656
[48 empty] | 3971 | 1308.4737 | 471.5625 | 630.75 | 698.3333 | 148.6333 | 1251.95 | 1198.619 | 271.6339 | 474.714 | 886.2515 | 295.656
[48 empty] | 3972 | 1308.4737 | 471.5625 | 630.75 | 698.3333 | 148.6333 | 1251.95 | 1198.619 | 271.6339 | 474.714 | 886.2515 | 295.656
[48 empty] | 3973 | 1308.4737 | 471.5625 | 630.75 | 698.3333 | 148.6333 | 1251.95 | 1198.619 | 271.6339 | 474.714 | 886.2515 | 295.656
[48 empty] | 3974 | 1308.4737 | 471.5625 | 630.75 | 698.3333 | 148.6333 | 1251.95 | 1198.619 | 271.6339 | 474.714 | 886.2515 | 295.656
[48 empty] | 3975 | 1308.4737 | 471.5625 | 630.75 | 698.3333 | 148.6333 | 1251.95 | 1198.619 | 271.6339 | 474.714 | 886.2515 | 295.656
[48 empty] | 3976 | 1308.4737 | 471.5625 | 630.75 | 698.3333 | 148.6333 | 1251.95 | 1198.619 | 271.6339 | 474.714 | 886.2515 | 295.656
[48 empty] | 3977 | 1308.4737 | 471.5625 | 630.75 | 698.3333 | 148.6333 | 1251.95 | 1198.619 | 271.6339 | 474.714 | 886.2515 | 295.656
[48 empty] | 3978 | 1308.4737 | 471.5625 | 630.75 | 698.3333 | 148.6333 | 1251.95 | 1198.619 | 271.6339 | 474.714 | 886.2515 | 295.656
[48 empty] | 3979 | 1308.4737 | 471.5625 | 630.75 | 698.3333 | 148.6333 | 1251.95 | 1198.619 | 271.6339 | 474.714 | 886.2515 | 295.656
[48 empty] | 3980 | 1308.4737 | 471.5625 | 630.75 | 698.3333 | 148.6333 | 1251.95 | 1198.619 | 271.6339 | 474.714 | 886.2515 | 295.656
[48 empty] | 3981 | 1308.4737 | 471.5625 | 630.75 | 698.3333 | 148.6333 | 1251.95 | 1198.619 | 271.6339 | 474.714 | 886.2515 | 295.656
[48 empty] | 3982 | 1308.4737 | 471.5625 | 630.75 | 698.3333 | 148.6333 | 1251.95 | 1198.619 | 271.6339 | 474.714 | 886.2515 | 295.656
[48 empty] | 3983 | 1308.4737 | 471.5625 | 630.75 | 698.3333 | 148.6333 | 1251.95 | 1198.619 | 271.6339 | 474.714 | 886.2515 | 295.656
[48 empty] | 3984 | 1308.4737 | 471.5625 | 630.75 | 698.3333 | 148.6333 | 1251.95 | 1198.619 | 271.6339 | 474.714 | 886.2515 | 295.656
[48 empty] | 3985 | 1277.5263 | 462.3125 | 630.75 | 684.5238 | 145.5583 | 1211.75 | 1196.1905 | 261.3345 | 471.5786 | 863.3414 | 288.953
[48 empty] | 3986 | 1277.5263 | 462.3125 | 630.75 | 684.5238 | 145.5583 | 1211.75 | 1196.1905 | 261.3345 | 471.5786 | 863.3414 | 288.953
[48 empty] | 3987 | 1277.5263 | 462.3125 | 630.75 | 684.5238 | 145.5583 | 1211.75 | 1196.1905 | 261.3345 | 471.5786 | 863.3414 | 288.953
[48 empty] | 3988 | 1277.5263 | 462.3125 | 630.75 | 684.5238 | 145.5583 | 1211.75 | 1196.1905 | 261.3345 | 471.5786 | 863.3414 | 288.953
[48 empty] | 3989 | 1277.5263 | 462.3125 | 630.75 | 684.5238 | 145.5583 | 1211.75 | 1196.1905 | 261.3345 | 471.5786 | 863.3414 | 288.953
[48 empty] | 3990 | 1277.5263 | 462.3125 | 630.75 | 684.5238 | 145.5583 | 1211.75 | 1196.1905 | 261.3345 | 471.5786 | 863.3414 | 288.953
[48 empty] | 3991 | 1277.5263 | 462.3125 | 630.75 | 684.5238 | 145.5583 | 1211.75 | 1196.1905 | 261.3345 | 471.5786 | 863.3414 | 288.953
[48 empty] | 3992 | 1277.5263 | 462.3125 | 630.75 | 684.5238 | 145.5583 | 1211.75 | 1196.1905 | 261.3345 | 471.5786 | 863.3414 | 288.953
[48 empty] | 3993 | 1277.5263 | 462.3125 | 630.75 | 684.5238 | 145.5583 | 1211.75 | 1196.1905 | 261.3345 | 471.5786 | 863.3414 | 288.953
[48 empty] | 3994 | 1277.5263 | 462.3125 | 630.75 | 684.5238 | 145.5583 | 1211.75 | 1196.1905 | 261.3345 | 471.5786 | 863.3414 | 288.953
[48 empty] | 3995 | 1277.5263 | 462.3125 | 630.75 | 684.5238 | 145.5583 | 1211.75 | 1196.1905 | 261.3345 | 471.5786 | 863.3414 | 288.953
[48 empty] | 3996 | 1277.5263 | 462.3125 | 630.75 | 684.5238 | 145.5583 | 1211.75 | 1196.1905 | 261.3345 | 471.5786 | 863.3414 | 288.953
[48 empty] | 3997 | 1277.5263 | 462.3125 | 630.75 | 684.5238 | 145.5583 | 1211.75 | 1196.1905 | 261.3345 | 471.5786 | 863.3414 | 288.953
[48 empty] | 3998 | 1277.5263 | 462.3125 | 630.75 | 684.5238 | 145.5583 | 1211.75 | 1196.1905 | 261.3345 | 471.5786 | 863.3414 | 288.953
[48 empty] | 3999 | 1277.5263 | 462.3125 | 630.75 | 684.5238 | 145.5583 | 1211.75 | 1196.1905 | 261.3345 | 471.5786 | 863.3414 | 288.953
[48 empty] | 4000 | 1277.5263 | 462.3125 | 630.75 | 684.5238 | 145.5583 | 1211.75 | 1196.1905 | 261.3345 | 471.5786 | 863.3414 | 288.953
[48 empty] | 4001 | 1277.5263 | 462.3125 | 630.75 | 684.5238 | 145.5583 | 1211.75 | 1196.1905 | 261.3345 | 471.5786 | 863.3414 | 288.953
[48 empty] | 4002 | 1277.5263 | 462.3125 | 630.75 | 684.5238 | 145.5583 | 1211.75 | 1196.1905 | 261.3345 | 471.5786 | 863.3414 | 288.953
[48 empty] | 4003 | 1277.5263 | 462.3125 | 630.75 | 684.5238 | 145.5583 | 1211.75 | 1196.1905 | 261.3345 | 471.5786 | 863.3414 | 288.953
[48 empty] | 4004 | 1277.5263 | 462.3125 | 630.75 | 684.5238 | 145.5583 | 1211.75 | 1196.1905 | 261.3345 | 471.5786 | 863.3414 | 288.953
[48 empty] | 4005 | 1277.5263 | 462.3125 | 630.75 | 684.5238 | 145.5583 | 1211.75 | 1196.1905 | 261.3345 | 471.5786 | 863.3414 | 288.953
[48 empty] | 4006 | 1277.5263 | 462.3125 | 630.75 | 684.5238 | 145.5583 | 1211.75 | 1196.1905 | 261.3345 | 471.5786 | 863.3414 | 288.953
[48 empty] | 4007 | 1277.5263 | 462.3125 | 630.75 | 684.5238 | 145.5583 | 1211.75 | 1196.1905 | 261.3345 | 471.5786 | 863.3414 | 288.953
[48 empty] | 4008 | 1277.5263 | 462.3125 | 630.75 | 684.5238 | 145.5583 | 1211.75 | 1196.1905 | 261.3345 | 471.5786 | 863.3414 | 288.953
[48 empty] | 4009 | 1248.8947 | 452.5 | 629.95 | 670.4762 | 141.25 | 1172.6 | 1193.7143 | 252.5993 | 465.7023 | 863.5771 | 281.0656
[48 empty] | 4010 | 1248.8947 | 452.5 | 629.95 | 670.4762 | 141.25 | 1172.6 | 1193.7143 | 252.5993 | 465.7023 | 863.5771 | 281.0656
[48 empty] | 4011 | 1248.8947 | 452.5 | 629.95 | 670.4762 | 141.25 | 1172.6 | 1193.7143 | 252.5993 | 465.7023 | 863.5771 | 281.0656
[48 empty] | 4012 | 1248.8947 | 452.5 | 629.95 | 670.4762 | 141.25 | 1172.6 | 1193.7143 | 252.5993 | 465.7023 | 863.5771 | 281.0656
[48 empty] | 4013 | 1248.8947 | 452.5 | 629.95 | 670.4762 | 141.25 | 1172.6 | 1193.7143 | 252.5993 | 465.7023 | 863.5771 | 281.0656
[48 empty] | 4014 | 1248.8947 | 452.5 | 629.95 | 670.4762 | 141.25 | 1172.6 | 1193.7143 | 252.5993 | 465.7023 | 863.5771 | 281.0656
[48 empty] | 4015 | 1248.8947 | 452.5 | 629.95 | 670.4762 | 141.25 | 1172.6 | 1193.7143 | 252.5993 | 465.7023 | 863.5771 | 281.0656
[48 empty] | 4016 | 1248.8947 | 452.5 | 629.95 | 670.4762 | 141.25 | 1172.6 | 1193.7143 | 252.5993 | 465.7023 | 863.5771 | 281.0656
[48 empty] | 4017 | 1248.8947 | 452.5 | 629.95 | 670.4762 | 141.25 | 1172.6 | 1193.7143 | 252.5993 | 465.7023 | 863.5771 | 281.0656
[48 empty] | 4018 | 1248.8947 | 452.5 | 629.95 | 670.4762 | 141.25 | 1172.6 | 1193.7143 | 252.5993 | 465.7023 | 863.5771 | 281.0656
[48 empty] | 4019 | 1248.8947 | 452.5 | 629.95 | 670.4762 | 141.25 | 1172.6 | 1193.7143 | 252.5993 | 465.7023 | 863.5771 | 281.0656
[48 empty] | 4020 | 1248.8947 | 452.5 | 629.95 | 670.4762 | 141.25 | 1172.6 | 1193.7143 | 252.5993 | 465.7023 | 863.5771 | 281.0656
[48 empty] | 4021 | 1248.8947 | 452.5 | 629.95 | 670.4762 | 141.25 | 1172.6 | 1193.7143 | 252.5993 | 465.7023 | 863.5771 | 281.0656
[48 empty] | 4022 | 1248.8947 | 452.5 | 629.95 | 670.4762 | 141.25 | 1172.6 | 1193.7143 | 252.5993 | 465.7023 | 863.5771 | 281.0656
[48 empty] | 4023 | 1248.8947 | 452.5 | 629.95 | 670.4762 | 141.25 | 1172.6 | 1193.7143 | 252.5993 | 465.7023 | 863.5771 | 281.0656
[48 empty] | 4024 | 1248.8947 | 452.5 | 629.95 | 670.4762 | 141.25 | 1172.6 | 1193.7143 | 252.5993 | 465.7023 | 863.5771 | 281.0656
[48 empty] | 4025 | 1248.8947 | 452.5 | 629.95 | 670.4762 | 141.25 | 1172.6 | 1193.7143 | 252.5993 | 465.7023 | 863.5771 | 281.0656
[48 empty] | 4026 | 1248.8947 | 452.5 | 629.95 | 670.4762 | 141.25 | 1172.6 | 1193.7143 | 252.5993 | 465.7023 | 863.5771 | 281.0656
[48 empty] | 4027 | 1248.8947 | 452.5 | 629.95 | 670.4762 | 141.25 | 1172.6 | 1193.7143 | 252.5993 | 465.7023 | 863.5771 | 281.0656
[48 empty] | 4028 | 1248.8947 | 452.5 | 629.95 | 670.4762 | 141.25 | 1172.6 | 1193.7143 | 252.5993 | 465.7023 | 863.5771 | 281.0656
[48 empty] | 4029 | 1248.8947 | 452.5 | 629.95 | 670.4762 | 141.25 | 1172.6 | 1193.7143 | 252.5993 | 465.7023 | 863.5771 | 281.0656
[48 empty] | 4030 | 1248.8947 | 452.5 | 629.95 | 670.4762 | 141.25 | 1172.6 | 1193.7143 | 252.5993 | 465.7023 | 863.5771 | 281.0656
[48 empty] | 4031 | 1248.8947 | 452.5 | 629.95 | 670.4762 | 141.25 | 1172.6 | 1193.7143 | 252.5993 | 465.7023 | 863.5771 | 281.0656
[48 empty] | 4032 | 1248.8947 | 452.5 | 629.95 | 670.4762 | 141.25 | 1172.6 | 1193.7143 | 252.5993 | 465.7023 | 863.5771 | 281.0656
[48 empty] | 4033 | 1212.6316 | 442.125 | 628.9 | 656.8095 | 137.2167 | 1136.6 | 1188.5714 | 245.6434 | 468.1897 | 868.4225 | 272.9585
[48 empty] | 4034 | 1212.6316 | 442.125 | 628.9 | 656.8095 | 137.2167 | 1136.6 | 1188.5714 | 245.6434 | 468.1897 | 868.4225 | 272.9585
[48 empty] | 4035 | 1212.6316 | 442.125 | 628.9 | 656.8095 | 137.2167 | 1136.6 | 1188.5714 | 245.6434 | 468.1897 | 868.4225 | 272.9585
[48 empty] | 4036 | 1212.6316 | 442.125 | 628.9 | 656.8095 | 137.2167 | 1136.6 | 1188.5714 | 245.6434 | 468.1897 | 868.4225 | 272.9585
[48 empty] | 4037 | 1212.6316 | 442.125 | 628.9 | 656.8095 | 137.2167 | 1136.6 | 1188.5714 | 245.6434 | 468.1897 | 868.4225 | 272.9585
[48 empty] | 4038 | 1212.6316 | 442.125 | 628.9 | 656.8095 | 137.2167 | 1136.6 | 1188.5714 | 245.6434 | 468.1897 | 868.4225 | 272.9585
[48 empty] | 4039 | 1212.6316 | 442.125 | 628.9 | 656.8095 | 137.2167 | 1136.6 | 1188.5714 | 245.6434 | 468.1897 | 868.4225 | 272.9585
[48 empty] | 4040 | 1212.6316 | 442.125 | 628.9 | 656.8095 | 137.2167 | 1136.6 | 1188.5714 | 245.6434 | 468.1897 | 868.4225 | 272.9585
[48 empty] | 4041 | 1212.6316 | 442.125 | 628.9 | 656.8095 | 137.2167 | 1136.6 | 1188.5714 | 245.6434 | 468.1897 | 868.4225 | 272.9585
[48 empty] | 4042 | 1212.6316 | 442.125 | 628.9 | 656.8095 | 137.2167 | 1136.6 | 1188.5714 | 245.6434 | 468.1897 | 868.4225 | 272.9585
[48 empty] | 4043 | 1212.6316 | 442.125 | 628.9 | 656.8095 | 137.2167 | 1136.6 | 1188.5714 | 245.6434 | 468.1897 | 868.4225 | 272.9585
[48 empty] | 4044 | 1212.6316 | 442.125 | 628.9 | 656.8095 | 137.2167 | 1136.6 | 1188.5714 | 245.6434 | 468.1897 | 868.4225 | 272.9585
[48 empty] | 4045 | 1212.6316 | 442.125 | 628.9 | 656.8095 | 137.2167 | 1136.6 | 1188.5714 | 245.6434 | 468.1897 | 868.4225 | 272.9585
[48 empty] | 4046 | 1212.6316 | 442.125 | 628.9 | 656.8095 | 137.2167 | 1136.6 | 1188.5714 | 245.6434 | 468.1897 | 868.4225 | 272.9585
[48 empty] | 4047 | 1212.6316 | 442.125 | 628.9 | 656.8095 | 137.2167 | 1136.6 | 1188.5714 | 245.6434 | 468.1897 | 868.4225 | 272.9585
[48 empty] | 4048 | 1212.6316 | 442.125 | 628.9 | 656.8095 | 137.2167 | 1136.6 | 1188.5714 | 245.6434 | 468.1897 | 868.4225 | 272.9585
[48 empty] | 4049 | 1212.6316 | 442.125 | 628.9 | 656.8095 | 137.2167 | 1136.6 | 1188.5714 | 245.6434 | 468.1897 | 868.4225 | 272.9585
[48 empty] | 4050 | 1212.6316 | 442.125 | 628.9 | 656.8095 | 137.2167 | 1136.6 | 1188.5714 | 245.6434 | 468.1897 | 868.4225 | 272.9585
[48 empty] | 4051 | 1212.6316 | 442.125 | 628.9 | 656.8095 | 137.2167 | 1136.6 | 1188.5714 | 245.6434 | 468.1897 | 868.4225 | 272.9585
[48 empty] | 4052 | 1212.6316 | 442.125 | 628.9 | 656.8095 | 137.2167 | 1136.6 | 1188.5714 | 245.6434 | 468.1897 | 868.4225 | 272.9585
[48 empty] | 4053 | 1212.6316 | 442.125 | 628.9 | 656.8095 | 137.2167 | 1136.6 | 1188.5714 | 245.6434 | 468.1897 | 868.4225 | 272.9585
[48 empty] | 4054 | 1212.6316 | 442.125 | 628.9 | 656.8095 | 137.2167 | 1136.6 | 1188.5714 | 245.6434 | 468.1897 | 868.4225 | 272.9585
[48 empty] | 4055 | 1212.6316 | 442.125 | 628.9 | 656.8095 | 137.2167 | 1136.6 | 1188.5714 | 245.6434 | 468.1897 | 868.4225 | 272.9585
[48 empty] | 4056 | 1212.6316 | 442.125 | 628.9 | 656.8095 | 137.2167 | 1136.6 | 1188.5714 | 245.6434 | 468.1897 | 868.4225 | 272.9585
[48 empty] | 4057 | 1186.9474 | 430.9375 | 627.7 | 641.0476 | 133.75 | 1094.45 | 1187.1429 | 238.8757 | 470.5565 | 881.2034 | 265.0801
[48 empty] | 4058 | 1186.9474 | 430.9375 | 627.7 | 641.0476 | 133.75 | 1094.45 | 1187.1429 | 238.8757 | 470.5565 | 881.2034 | 265.0801
[48 empty] | 4059 | 1186.9474 | 430.9375 | 627.7 | 641.0476 | 133.75 | 1094.45 | 1187.1429 | 238.8757 | 470.5565 | 881.2034 | 265.0801
[48 empty] | 4060 | 1186.9474 | 430.9375 | 627.7 | 641.0476 | 133.75 | 1094.45 | 1187.1429 | 238.8757 | 470.5565 | 881.2034 | 265.0801
[48 empty] | 4061 | 1186.9474 | 430.9375 | 627.7 | 641.0476 | 133.75 | 1094.45 | 1187.1429 | 238.8757 | 470.5565 | 881.2034 | 265.0801
[48 empty] | 4062 | 1186.9474 | 430.9375 | 627.7 | 641.0476 | 133.75 | 1094.45 | 1187.1429 | 238.8757 | 470.5565 | 881.2034 | 265.0801
[48 empty] | 4063 | 1186.9474 | 430.9375 | 627.7 | 641.0476 | 133.75 | 1094.45 | 1187.1429 | 238.8757 | 470.5565 | 881.2034 | 265.0801
[48 empty] | 4064 | 1186.9474 | 430.9375 | 627.7 | 641.0476 | 133.75 | 1094.45 | 1187.1429 | 238.8757 | 470.5565 | 881.2034 | 265.0801
[48 empty] | 4065 | 1186.9474 | 430.9375 | 627.7 | 641.0476 | 133.75 | 1094.45 | 1187.1429 | 238.8757 | 470.5565 | 881.2034 | 265.0801
[48 empty] | 4066 | 1186.9474 | 430.9375 | 627.7 | 641.0476 | 133.75 | 1094.45 | 1187.1429 | 238.8757 | 470.5565 | 881.2034 | 265.0801
[48 empty] | 4067 | 1186.9474 | 430.9375 | 627.7 | 641.0476 | 133.75 | 1094.45 | 1187.1429 | 238.8757 | 470.5565 | 881.2034 | 265.0801
[48 empty] | 4068 | 1186.9474 | 430.9375 | 627.7 | 641.0476 | 133.75 | 1094.45 | 1187.1429 | 238.8757 | 470.5565 | 881.2034 | 265.0801
[48 empty] | 4069 | 1186.9474 | 430.9375 | 627.7 | 641.0476 | 133.75 | 1094.45 | 1187.1429 | 238.8757 | 470.5565 | 881.2034 | 265.0801
[48 empty] | 4070 | 1186.9474 | 430.9375 | 627.7 | 641.0476 | 133.75 | 1094.45 | 1187.1429 | 238.8757 | 470.5565 | 881.2034 | 265.0801
[48 empty] | 4071 | 1186.9474 | 430.9375 | 627.7 | 641.0476 | 133.75 | 1094.45 | 1187.1429 | 238.8757 | 470.5565 | 881.2034 | 265.0801
[48 empty] | 4072 | 1186.9474 | 430.9375 | 627.7 | 641.0476 | 133.75 | 1094.45 | 1187.1429 | 238.8757 | 470.5565 | 881.2034 | 265.0801
[48 empty] | 4073 | 1186.9474 | 430.9375 | 627.7 | 641.0476 | 133.75 | 1094.45 | 1187.1429 | 238.8757 | 470.5565 | 881.2034 | 265.0801
[48 empty] | 4074 | 1186.9474 | 430.9375 | 627.7 | 641.0476 | 133.75 | 1094.45 | 1187.1429 | 238.8757 | 470.5565 | 881.2034 | 265.0801
[48 empty] | 4075 | 1186.9474 | 430.9375 | 627.7 | 641.0476 | 133.75 | 1094.45 | 1187.1429 | 238.8757 | 470.5565 | 881.2034 | 265.0801
[48 empty] | 4076 | 1186.9474 | 430.9375 | 627.7 | 641.0476 | 133.75 | 1094.45 | 1187.1429 | 238.8757 | 470.5565 | 881.2034 | 265.0801
[48 empty] | 4077 | 1186.9474 | 430.9375 | 627.7 | 641.0476 | 133.75 | 1094.45 | 1187.1429 | 238.8757 | 470.5565 | 881.2034 | 265.0801
[48 empty] | 4078 | 1186.9474 | 430.9375 | 627.7 | 641.0476 | 133.75 | 1094.45 | 1187.1429 | 238.8757 | 470.5565 | 881.2034 | 265.0801
[48 empty] | 4079 | 1186.9474 | 430.9375 | 627.7 | 641.0476 | 133.75 | 1094.45 | 1187.1429 | 238.8757 | 470.5565 | 881.2034 | 265.0801
[48 empty] | 4080 | 1186.9474 | 430.9375 | 627.7 | 641.0476 | 133.75 | 1094.45 | 1187.1429 | 238.8757 | 470.5565 | 881.2034 | 265.0801
[48 empty] | 4081 | 1158.9474 | 422.0625 | 625.75 | 628.3333 | 128.4 | 1055.3 | 1188.0952 | 236.095 | 470.2974 | 884.7979 | 256.3337
[48 empty] | 4082 | 1158.9474 | 422.0625 | 625.75 | 628.3333 | 128.4 | 1055.3 | 1188.0952 | 236.095 | 470.2974 | 884.7979 | 256.3337
[48 empty] | 4083 | 1158.9474 | 422.0625 | 625.75 | 628.3333 | 128.4 | 1055.3 | 1188.0952 | 236.095 | 470.2974 | 884.7979 | 256.3337
[48 empty] | 4084 | 1158.9474 | 422.0625 | 625.75 | 628.3333 | 128.4 | 1055.3 | 1188.0952 | 236.095 | 470.2974 | 884.7979 | 256.3337
[48 empty] | 4085 | 1158.9474 | 422.0625 | 625.75 | 628.3333 | 128.4 | 1055.3 | 1188.0952 | 236.095 | 470.2974 | 884.7979 | 256.3337
[48 empty] | 4086 | 1158.9474 | 422.0625 | 625.75 | 628.3333 | 128.4 | 1055.3 | 1188.0952 | 236.095 | 470.2974 | 884.7979 | 256.3337
[48 empty] | 4087 | 1158.9474 | 422.0625 | 625.75 | 628.3333 | 128.4 | 1055.3 | 1188.0952 | 236.095 | 470.2974 | 884.7979 | 256.3337
[48 empty] | 4088 | 1158.9474 | 422.0625 | 625.75 | 628.3333 | 128.4 | 1055.3 | 1188.0952 | 236.095 | 470.2974 | 884.7979 | 256.3337
[48 empty] | 4089 | 1158.9474 | 422.0625 | 625.75 | 628.3333 | 128.4 | 1055.3 | 1188.0952 | 236.095 | 470.2974 | 884.7979 | 256.3337
[48 empty] | 4090 | 1158.9474 | 422.0625 | 625.75 | 628.3333 | 128.4 | 1055.3 | 1188.0952 | 236.095 | 470.2974 | 884.7979 | 256.3337
[48 empty] | 4091 | 1158.9474 | 422.0625 | 625.75 | 628.3333 | 128.4 | 1055.3 | 1188.0952 | 236.095 | 470.2974 | 884.7979 | 256.3337
[48 empty] | 4092 | 1158.9474 | 422.0625 | 625.75 | 628.3333 | 128.4 | 1055.3 | 1188.0952 | 236.095 | 470.2974 | 884.7979 | 256.3337
[48 empty] | 4093 | 1158.9474 | 422.0625 | 625.75 | 628.3333 | 128.4 | 1055.3 | 1188.0952 | 236.095 | 470.2974 | 884.7979 | 256.3337
[48 empty] | 4094 | 1158.9474 | 422.0625 | 625.75 | 628.3333 | 128.4 | 1055.3 | 1188.0952 | 236.095 | 470.2974 | 884.7979 | 256.3337
[48 empty] | 4095 | 1158.9474 | 422.0625 | 625.75 | 628.3333 | 128.4 | 1055.3 | 1188.0952 | 236.095 | 470.2974 | 884.7979 | 256.3337
[48 empty] | 4096 | 1158.9474 | 422.0625 | 625.75 | 628.3333 | 128.4 | 1055.3 | 1188.0952 | 236.095 | 470.2974 | 884.7979 | 256.3337
[48 empty] | 4097 | 1158.9474 | 422.0625 | 625.75 | 628.3333 | 128.4 | 1055.3 | 1188.0952 | 236.095 | 470.2974 | 884.7979 | 256.3337
[48 empty] | 4098 | 1158.9474 | 422.0625 | 625.75 | 628.3333 | 128.4 | 1055.3 | 1188.0952 | 236.095 | 470.2974 | 884.7979 | 256.3337
[48 empty] | 4099 | 1158.9474 | 422.0625 | 625.75 | 628.3333 | 128.4 | 1055.3 | 1188.0952 | 236.095 | 470.2974 | 884.7979 | 256.3337
[48 empty] | 4100 | 1158.9474 | 422.0625 | 625.75 | 628.3333 | 128.4 | 1055.3 | 1188.0952 | 236.095 | 470.2974 | 884.7979 | 256.3337
[48 empty] | 4101 | 1158.9474 | 422.0625 | 625.75 | 628.3333 | 128.4 | 1055.3 | 1188.0952 | 236.095 | 470.2974 | 884.7979 | 256.3337
[48 empty] | 4102 | 1158.9474 | 422.0625 | 625.75 | 628.3333 | 128.4 | 1055.3 | 1188.0952 | 236.095 | 470.2974 | 884.7979 | 256.3337
[48 empty] | 4103 | 1158.9474 | 422.0625 | 625.75 | 628.3333 | 128.4 | 1055.3 | 1188.0952 | 236.095 | 470.2974 | 884.7979 | 256.3337
[48 empty] | 4104 | 1158.9474 | 422.0625 | 625.75 | 628.3333 | 128.4 | 1055.3 | 1188.0952 | 236.095 | 470.2974 | 884.7979 | 256.3337
[48 empty] | 4105 | 1130.0526 | 414.4375 | 625.6 | 611.4762 | 122.4417 | 1018.35 | 1187.1905 | 231.8991 | 474.6313 | 894.5517 | 251.897
[48 empty] | 4106 | 1130.0526 | 414.4375 | 625.6 | 611.4762 | 122.4417 | 1018.35 | 1187.1905 | 231.8991 | 474.6313 | 894.5517 | 251.897
[48 empty] | 4107 | 1130.0526 | 414.4375 | 625.6 | 611.4762 | 122.4417 | 1018.35 | 1187.1905 | 231.8991 | 474.6313 | 894.5517 | 251.897
[48 empty] | 4108 | 1130.0526 | 414.4375 | 625.6 | 611.4762 | 122.4417 | 1018.35 | 1187.1905 | 231.8991 | 474.6313 | 894.5517 | 251.897
[48 empty] | 4109 | 1130.0526 | 414.4375 | 625.6 | 611.4762 | 122.4417 | 1018.35 | 1187.1905 | 231.8991 | 474.6313 | 894.5517 | 251.897
[48 empty] | 4110 | 1130.0526 | 414.4375 | 625.6 | 611.4762 | 122.4417 | 1018.35 | 1187.1905 | 231.8991 | 474.6313 | 894.5517 | 251.897
[48 empty] | 4111 | 1130.0526 | 414.4375 | 625.6 | 611.4762 | 122.4417 | 1018.35 | 1187.1905 | 231.8991 | 474.6313 | 894.5517 | 251.897
[48 empty] | 4112 | 1130.0526 | 414.4375 | 625.6 | 611.4762 | 122.4417 | 1018.35 | 1187.1905 | 231.8991 | 474.6313 | 894.5517 | 251.897
[48 empty] | 4113 | 1130.0526 | 414.4375 | 625.6 | 611.4762 | 122.4417 | 1018.35 | 1187.1905 | 231.8991 | 474.6313 | 894.5517 | 251.897
[48 empty] | 4114 | 1130.0526 | 414.4375 | 625.6 | 611.4762 | 122.4417 | 1018.35 | 1187.1905 | 231.8991 | 474.6313 | 894.5517 | 251.897
[48 empty] | 4115 | 1130.0526 | 414.4375 | 625.6 | 611.4762 | 122.4417 | 1018.35 | 1187.1905 | 231.8991 | 474.6313 | 894.5517 | 251.897
[48 empty] | 4116 | 1130.0526 | 414.4375 | 625.6 | 611.4762 | 122.4417 | 1018.35 | 1187.1905 | 231.8991 | 474.6313 | 894.5517 | 251.897
[48 empty] | 4117 | 1130.0526 | 414.4375 | 625.6 | 611.4762 | 122.4417 | 1018.35 | 1187.1905 | 231.8991 | 474.6313 | 894.5517 | 251.897
[48 empty] | 4118 | 1130.0526 | 414.4375 | 625.6 | 611.4762 | 122.4417 | 1018.35 | 1187.1905 | 231.8991 | 474.6313 | 894.5517 | 251.897
[48 empty] | 4119 | 1130.0526 | 414.4375 | 625.6 | 611.4762 | 122.4417 | 1018.35 | 1187.1905 | 231.8991 | 474.6313 | 894.5517 | 251.897
[48 empty] | 4120 | 1130.0526 | 414.4375 | 625.6 | 611.4762 | 122.4417 | 1018.35 | 1187.1905 | 231.8991 | 474.6313 | 894.5517 | 251.897
[48 empty] | 4121 | 1130.0526 | 414.4375 | 625.6 | 611.4762 | 122.4417 | 1018.35 | 1187.1905 | 231.8991 | 474.6313 | 894.5517 | 251.897
[48 empty] | 4122 | 1130.0526 | 414.4375 | 625.6 | 611.4762 | 122.4417 | 1018.35 | 1187.1905 | 231.8991 | 474.6313 | 894.5517 | 251.897
[48 empty] | 4123 | 1130.0526 | 414.4375 | 625.6 | 611.4762 | 122.4417 | 1018.35 | 1187.1905 | 231.8991 | 474.6313 | 894.5517 | 251.897
[48 empty] | 4124 | 1130.0526 | 414.4375 | 625.6 | 611.4762 | 122.4417 | 1018.35 | 1187.1905 | 231.8991 | 474.6313 | 894.5517 | 251.897
[48 empty] | 4125 | 1130.0526 | 414.4375 | 625.6 | 611.4762 | 122.4417 | 1018.35 | 1187.1905 | 231.8991 | 474.6313 | 894.5517 | 251.897
[48 empty] | 4126 | 1130.0526 | 414.4375 | 625.6 | 611.4762 | 122.4417 | 1018.35 | 1187.1905 | 231.8991 | 474.6313 | 894.5517 | 251.897
[48 empty] | 4127 | 1130.0526 | 414.4375 | 625.6 | 611.4762 | 122.4417 | 1018.35 | 1187.1905 | 231.8991 | 474.6313 | 894.5517 | 251.897
[48 empty] | 4128 | 1130.0526 | 414.4375 | 625.6 | 611.4762 | 122.4417 | 1018.35 | 1187.1905 | 231.8991 | 474.6313 | 894.5517 | 251.897
[48 empty] | 4129 | 1111.2632 | 405.8125 | 622.8 | 599.4286 | 117.175 | 983.7 | 1186.1429 | 222.2375 | 480.4838 | 894.0954 | 248.2648
[48 empty] | 4130 | 1111.2632 | 405.8125 | 622.8 | 599.4286 | 117.175 | 983.7 | 1186.1429 | 222.2375 | 480.4838 | 894.0954 | 248.2648
[48 empty] | 4131 | 1111.2632 | 405.8125 | 622.8 | 599.4286 | 117.175 | 983.7 | 1186.1429 | 222.2375 | 480.4838 | 894.0954 | 248.2648
[48 empty] | 4132 | 1111.2632 | 405.8125 | 622.8 | 599.4286 | 117.175 | 983.7 | 1186.1429 | 222.2375 | 480.4838 | 894.0954 | 248.2648
[48 empty] | 4133 | 1111.2632 | 405.8125 | 622.8 | 599.4286 | 117.175 | 983.7 | 1186.1429 | 222.2375 | 480.4838 | 894.0954 | 248.2648
[48 empty] | 4134 | 1111.2632 | 405.8125 | 622.8 | 599.4286 | 117.175 | 983.7 | 1186.1429 | 222.2375 | 480.4838 | 894.0954 | 248.2648
[48 empty] | 4135 | 1111.2632 | 405.8125 | 622.8 | 599.4286 | 117.175 | 983.7 | 1186.1429 | 222.2375 | 480.4838 | 894.0954 | 248.2648
[48 empty] | 4136 | 1111.2632 | 405.8125 | 622.8 | 599.4286 | 117.175 | 983.7 | 1186.1429 | 222.2375 | 480.4838 | 894.0954 | 248.2648
[48 empty] | 4137 | 1111.2632 | 405.8125 | 622.8 | 599.4286 | 117.175 | 983.7 | 1186.1429 | 222.2375 | 480.4838 | 894.0954 | 248.2648
[48 empty] | 4138 | 1111.2632 | 405.8125 | 622.8 | 599.4286 | 117.175 | 983.7 | 1186.1429 | 222.2375 | 480.4838 | 894.0954 | 248.2648
[48 empty] | 4139 | 1111.2632 | 405.8125 | 622.8 | 599.4286 | 117.175 | 983.7 | 1186.1429 | 222.2375 | 480.4838 | 894.0954 | 248.2648
[48 empty] | 4140 | 1111.2632 | 405.8125 | 622.8 | 599.4286 | 117.175 | 983.7 | 1186.1429 | 222.2375 | 480.4838 | 894.0954 | 248.2648
[48 empty] | 4141 | 1111.2632 | 405.8125 | 622.8 | 599.4286 | 117.175 | 983.7 | 1186.1429 | 222.2375 | 480.4838 | 894.0954 | 248.2648
[48 empty] | 4142 | 1111.2632 | 405.8125 | 622.8 | 599.4286 | 117.175 | 983.7 | 1186.1429 | 222.2375 | 480.4838 | 894.0954 | 248.2648
[48 empty] | 4143 | 1111.2632 | 405.8125 | 622.8 | 599.4286 | 117.175 | 983.7 | 1186.1429 | 222.2375 | 480.4838 | 894.0954 | 248.2648
[48 empty] | 4144 | 1111.2632 | 405.8125 | 622.8 | 599.4286 | 117.175 | 983.7 | 1186.1429 | 222.2375 | 480.4838 | 894.0954 | 248.2648
[48 empty] | 4145 | 1111.2632 | 405.8125 | 622.8 | 599.4286 | 117.175 | 983.7 | 1186.1429 | 222.2375 | 480.4838 | 894.0954 | 248.2648
[48 empty] | 4146 | 1111.2632 | 405.8125 | 622.8 | 599.4286 | 117.175 | 983.7 | 1186.1429 | 222.2375 | 480.4838 | 894.0954 | 248.2648
[48 empty] | 4147 | 1111.2632 | 405.8125 | 622.8 | 599.4286 | 117.175 | 983.7 | 1186.1429 | 222.2375 | 480.4838 | 894.0954 | 248.2648
[48 empty] | 4148 | 1111.2632 | 405.8125 | 622.8 | 599.4286 | 117.175 | 983.7 | 1186.1429 | 222.2375 | 480.4838 | 894.0954 | 248.2648
[48 empty] | 4149 | 1111.2632 | 405.8125 | 622.8 | 599.4286 | 117.175 | 983.7 | 1186.1429 | 222.2375 | 480.4838 | 894.0954 | 248.2648
[48 empty] | 4150 | 1111.2632 | 405.8125 | 622.8 | 599.4286 | 117.175 | 983.7 | 1186.1429 | 222.2375 | 480.4838 | 894.0954 | 248.2648
[48 empty] | 4151 | 1111.2632 | 405.8125 | 622.8 | 599.4286 | 117.175 | 983.7 | 1186.1429 | 222.2375 | 480.4838 | 894.0954 | 248.2648
[48 empty] | 4152 | 1111.2632 | 405.8125 | 622.8 | 599.4286 | 117.175 | 983.7 | 1186.1429 | 222.2375 | 480.4838 | 894.0954 | 248.2648
[48 empty] | 4153 | 1095.7895 | 401.7647 | 620.05 | 587.7619 | 112.25 | 955.25 | 1181.8095 | 217.901 | 481.8827 | 850.5225 | 244.6385
[48 empty] | 4154 | 1095.7895 | 401.7647 | 620.05 | 587.7619 | 112.25 | 955.25 | 1181.8095 | 217.901 | 481.8827 | 850.5225 | 244.6385
[48 empty] | 4155 | 1095.7895 | 401.7647 | 620.05 | 587.7619 | 112.25 | 955.25 | 1181.8095 | 217.901 | 481.8827 | 850.5225 | 244.6385
[48 empty] | 4156 | 1095.7895 | 401.7647 | 620.05 | 587.7619 | 112.25 | 955.25 | 1181.8095 | 217.901 | 481.8827 | 850.5225 | 244.6385
[48 empty] | 4157 | 1095.7895 | 401.7647 | 620.05 | 587.7619 | 112.25 | 955.25 | 1181.8095 | 217.901 | 481.8827 | 850.5225 | 244.6385
[48 empty] | 4158 | 1095.7895 | 401.7647 | 620.05 | 587.7619 | 112.25 | 955.25 | 1181.8095 | 217.901 | 481.8827 | 850.5225 | 244.6385
[48 empty] | 4159 | 1095.7895 | 401.7647 | 620.05 | 587.7619 | 112.25 | 955.25 | 1181.8095 | 217.901 | 481.8827 | 850.5225 | 244.6385
[48 empty] | 4160 | 1095.7895 | 401.7647 | 620.05 | 587.7619 | 112.25 | 955.25 | 1181.8095 | 217.901 | 481.8827 | 850.5225 | 244.6385
[48 empty] | 4161 | 1095.7895 | 401.7647 | 620.05 | 587.7619 | 112.25 | 955.25 | 1181.8095 | 217.901 | 481.8827 | 850.5225 | 244.6385
[48 empty] | 4162 | 1095.7895 | 401.7647 | 620.05 | 587.7619 | 112.25 | 955.25 | 1181.8095 | 217.901 | 481.8827 | 850.5225 | 244.6385
[48 empty] | 4163 | 1095.7895 | 401.7647 | 620.05 | 587.7619 | 112.25 | 955.25 | 1181.8095 | 217.901 | 481.8827 | 850.5225 | 244.6385
[48 empty] | 4164 | 1095.7895 | 401.7647 | 620.05 | 587.7619 | 112.25 | 955.25 | 1181.8095 | 217.901 | 481.8827 | 850.5225 | 244.6385
[48 empty] | 4165 | 1095.7895 | 401.7647 | 620.05 | 587.7619 | 112.25 | 955.25 | 1181.8095 | 217.901 | 481.8827 | 850.5225 | 244.6385
[48 empty] | 4166 | 1095.7895 | 401.7647 | 620.05 | 587.7619 | 112.25 | 955.25 | 1181.8095 | 217.901 | 481.8827 | 850.5225 | 244.6385
[48 empty] | 4167 | 1095.7895 | 401.7647 | 620.05 | 587.7619 | 112.25 | 955.25 | 1181.8095 | 217.901 | 481.8827 | 850.5225 | 244.6385
[48 empty] | 4168 | 1095.7895 | 401.7647 | 620.05 | 587.7619 | 112.25 | 955.25 | 1181.8095 | 217.901 | 481.8827 | 850.5225 | 244.6385
[48 empty] | 4169 | 1095.7895 | 401.7647 | 620.05 | 587.7619 | 112.25 | 955.25 | 1181.8095 | 217.901 | 481.8827 | 850.5225 | 244.6385
[48 empty] | 4170 | 1095.7895 | 401.7647 | 620.05 | 587.7619 | 112.25 | 955.25 | 1181.8095 | 217.901 | 481.8827 | 850.5225 | 244.6385
[48 empty] | 4171 | 1095.7895 | 401.7647 | 620.05 | 587.7619 | 112.25 | 955.25 | 1181.8095 | 217.901 | 481.8827 | 850.5225 | 244.6385
[48 empty] | 4172 | 1095.7895 | 401.7647 | 620.05 | 587.7619 | 112.25 | 955.25 | 1181.8095 | 217.901 | 481.8827 | 850.5225 | 244.6385
[48 empty] | 4173 | 1095.7895 | 401.7647 | 620.05 | 587.7619 | 112.25 | 955.25 | 1181.8095 | 217.901 | 481.8827 | 850.5225 | 244.6385
[48 empty] | 4174 | 1095.7895 | 401.7647 | 620.05 | 587.7619 | 112.25 | 955.25 | 1181.8095 | 217.901 | 481.8827 | 850.5225 | 244.6385
[48 empty] | 4175 | 1095.7895 | 401.7647 | 620.05 | 587.7619 | 112.25 | 955.25 | 1181.8095 | 217.901 | 481.8827 | 850.5225 | 244.6385
[48 empty] | 4176 | 1095.7895 | 401.7647 | 620.05 | 587.7619 | 112.25 | 955.25 | 1181.8095 | 217.901 | 481.8827 | 850.5225 | 244.6385
[48 empty] | 4177 | 1078.2632 | 391.8824 | 616.45 | 555.55 | 107.4333 | 927.4 | 1175.5714 | 212.7227 | 477.8551 | 832.8943 | 238.9332
[48 empty] | 4178 | 1078.2632 | 391.8824 | 616.45 | 555.55 | 107.4333 | 927.4 | 1175.5714 | 212.7227 | 477.8551 | 832.8943 | 238.9332
[48 empty] | 4179 | 1078.2632 | 391.8824 | 616.45 | 555.55 | 107.4333 | 927.4 | 1175.5714 | 212.7227 | 477.8551 | 832.8943 | 238.9332
[48 empty] | 4180 | 1078.2632 | 391.8824 | 616.45 | 555.55 | 107.4333 | 927.4 | 1175.5714 | 212.7227 | 477.8551 | 832.8943 | 238.9332
[48 empty] | 4181 | 1078.2632 | 391.8824 | 616.45 | 555.55 | 107.4333 | 927.4 | 1175.5714 | 212.7227 | 477.8551 | 832.8943 | 238.9332
[48 empty] | 4182 | 1078.2632 | 391.8824 | 616.45 | 555.55 | 107.4333 | 927.4 | 1175.5714 | 212.7227 | 477.8551 | 832.8943 | 238.9332
[48 empty] | 4183 | 1078.2632 | 391.8824 | 616.45 | 555.55 | 107.4333 | 927.4 | 1175.5714 | 212.7227 | 477.8551 | 832.8943 | 238.9332
[48 empty] | 4184 | 1078.2632 | 391.8824 | 616.45 | 555.55 | 107.4333 | 927.4 | 1175.5714 | 212.7227 | 477.8551 | 832.8943 | 238.9332
[48 empty] | 4185 | 1078.2632 | 391.8824 | 616.45 | 555.55 | 107.4333 | 927.4 | 1175.5714 | 212.7227 | 477.8551 | 832.8943 | 238.9332
[48 empty] | 4186 | 1078.2632 | 391.8824 | 616.45 | 555.55 | 107.4333 | 927.4 | 1175.5714 | 212.7227 | 477.8551 | 832.8943 | 238.9332
[48 empty] | 4187 | 1078.2632 | 391.8824 | 616.45 | 555.55 | 107.4333 | 927.4 | 1175.5714 | 212.7227 | 477.8551 | 832.8943 | 238.9332
[48 empty] | 4188 | 1078.2632 | 391.8824 | 616.45 | 555.55 | 107.4333 | 927.4 | 1175.5714 | 212.7227 | 477.8551 | 832.8943 | 238.9332
[48 empty] | 4189 | 1078.2632 | 391.8824 | 616.45 | 555.55 | 107.4333 | 927.4 | 1175.5714 | 212.7227 | 477.8551 | 832.8943 | 238.9332
[48 empty] | 4190 | 1078.2632 | 391.8824 | 616.45 | 555.55 | 107.4333 | 927.4 | 1175.5714 | 212.7227 | 477.8551 | 832.8943 | 238.9332
[48 empty] | 4191 | 1078.2632 | 391.8824 | 616.45 | 555.55 | 107.4333 | 927.4 | 1175.5714 | 212.7227 | 477.8551 | 832.8943 | 238.9332
[48 empty] | 4192 | 1078.2632 | 391.8824 | 616.45 | 555.55 | 107.4333 | 927.4 | 1175.5714 | 212.7227 | 477.8551 | 832.8943 | 238.9332
[48 empty] | 4193 | 1078.2632 | 391.8824 | 616.45 | 555.55 | 107.4333 | 927.4 | 1175.5714 | 212.7227 | 477.8551 | 832.8943 | 238.9332
[48 empty] | 4194 | 1078.2632 | 391.8824 | 616.45 | 555.55 | 107.4333 | 927.4 | 1175.5714 | 212.7227 | 477.8551 | 832.8943 | 238.9332
[48 empty] | 4195 | 1078.2632 | 391.8824 | 616.45 | 555.55 | 107.4333 | 927.4 | 1175.5714 | 212.7227 | 477.8551 | 832.8943 | 238.9332
[48 empty] | 4196 | 1078.2632 | 391.8824 | 616.45 | 555.55 | 107.4333 | 927.4 | 1175.5714 | 212.7227 | 477.8551 | 832.8943 | 238.9332
[48 empty] | 4197 | 1078.2632 | 391.8824 | 616.45 | 555.55 | 107.4333 | 927.4 | 1175.5714 | 212.7227 | 477.8551 | 832.8943 | 238.9332
[48 empty] | 4198 | 1078.2632 | 391.8824 | 616.45 | 555.55 | 107.4333 | 927.4 | 1175.5714 | 212.7227 | 477.8551 | 832.8943 | 238.9332
[48 empty] | 4199 | 1078.2632 | 391.8824 | 616.45 | 555.55 | 107.4333 | 927.4 | 1175.5714 | 212.7227 | 477.8551 | 832.8943 | 238.9332
[48 empty] | 4200 | 1078.2632 | 391.8824 | 616.45 | 555.55 | 107.4333 | 927.4 | 1175.5714 | 212.7227 | 477.8551 | 832.8943 | 238.9332
[48 empty] | 4201 | 1063.0526 | 381.7647 | 612.65 | 542.4 | 103.2 | 902.1 | 1172.6667 | 207 | 473.8104 | 844.0695 | 234.0206
[48 empty] | 4202 | 1063.0526 | 381.7647 | 612.65 | 542.4 | 103.2 | 902.1 | 1172.6667 | 207 | 473.8104 | 844.0695 | 234.0206
[48 empty] | 4203 | 1063.0526 | 381.7647 | 612.65 | 542.4 | 103.2 | 902.1 | 1172.6667 | 207 | 473.8104 | 844.0695 | 234.0206
[48 empty] | 4204 | 1063.0526 | 381.7647 | 612.65 | 542.4 | 103.2 | 902.1 | 1172.6667 | 207 | 473.8104 | 844.0695 | 234.0206
[48 empty] | 4205 | 1063.0526 | 381.7647 | 612.65 | 542.4 | 103.2 | 902.1 | 1172.6667 | 207 | 473.8104 | 844.0695 | 234.0206
[48 empty] | 4206 | 1063.0526 | 381.7647 | 612.65 | 542.4 | 103.2 | 902.1 | 1172.6667 | 207 | 473.8104 | 844.0695 | 234.0206
[48 empty] | 4207 | 1063.0526 | 381.7647 | 612.65 | 542.4 | 103.2 | 902.1 | 1172.6667 | 207 | 473.8104 | 844.0695 | 234.0206
[48 empty] | 4208 | 1063.0526 | 381.7647 | 612.65 | 542.4 | 103.2 | 902.1 | 1172.6667 | 207 | 473.8104 | 844.0695 | 234.0206
[48 empty] | 4209 | 1063.0526 | 381.7647 | 612.65 | 542.4 | 103.2 | 902.1 | 1172.6667 | 207 | 473.8104 | 844.0695 | 234.0206
[48 empty] | 4210 | 1063.0526 | 381.7647 | 612.65 | 542.4 | 103.2 | 902.1 | 1172.6667 | 207 | 473.8104 | 844.0695 | 234.0206
[48 empty] | 4211 | 1063.0526 | 381.7647 | 612.65 | 542.4 | 103.2 | 902.1 | 1172.6667 | 207 | 473.8104 | 844.0695 | 234.0206
[48 empty] | 4212 | 1063.0526 | 381.7647 | 612.65 | 542.4 | 103.2 | 902.1 | 1172.6667 | 207 | 473.8104 | 844.0695 | 234.0206
[48 empty] | 4213 | 1063.0526 | 381.7647 | 612.65 | 542.4 | 103.2 | 902.1 | 1172.6667 | 207 | 473.8104 | 844.0695 | 234.0206
[48 empty] | 4214 | 1063.0526 | 381.7647 | 612.65 | 542.4 | 103.2 | 902.1 | 1172.6667 | 207 | 473.8104 | 844.0695 | 234.0206
[48 empty] | 4215 | 1063.0526 | 381.7647 | 612.65 | 542.4 | 103.2 | 902.1 | 1172.6667 | 207 | 473.8104 | 844.0695 | 234.0206
[48 empty] | 4216 | 1063.0526 | 381.7647 | 612.65 | 542.4 | 103.2 | 902.1 | 1172.6667 | 207 | 473.8104 | 844.0695 | 234.0206
[48 empty] | 4217 | 1063.0526 | 381.7647 | 612.65 | 542.4 | 103.2 | 902.1 | 1172.6667 | 207 | 473.8104 | 844.0695 | 234.0206
[48 empty] | 4218 | 1063.0526 | 381.7647 | 612.65 | 542.4 | 103.2 | 902.1 | 1172.6667 | 207 | 473.8104 | 844.0695 | 234.0206
[48 empty] | 4219 | 1063.0526 | 381.7647 | 612.65 | 542.4 | 103.2 | 902.1 | 1172.6667 | 207 | 473.8104 | 844.0695 | 234.0206
[48 empty] | 4220 | 1063.0526 | 381.7647 | 612.65 | 542.4 | 103.2 | 902.1 | 1172.6667 | 207 | 473.8104 | 844.0695 | 234.0206
[48 empty] | 4221 | 1063.0526 | 381.7647 | 612.65 | 542.4 | 103.2 | 902.1 | 1172.6667 | 207 | 473.8104 | 844.0695 | 234.0206
[48 empty] | 4222 | 1063.0526 | 381.7647 | 612.65 | 542.4 | 103.2 | 902.1 | 1172.6667 | 207 | 473.8104 | 844.0695 | 234.0206
[48 empty] | 4223 | 1063.0526 | 381.7647 | 612.65 | 542.4 | 103.2 | 902.1 | 1172.6667 | 207 | 473.8104 | 844.0695 | 234.0206
[48 empty] | 4224 | 1063.0526 | 381.7647 | 612.65 | 542.4 | 103.2 | 902.1 | 1172.6667 | 207 | 473.8104 | 844.0695 | 234.0206
[48 empty] | 4225 | 1044.3684 | 369.9412 | 609.05 | 532.5 | 98.8 | 886.619 | 1171.7143 | 202.3605 | 473.0212 | 877.9921 | 228.4743
[48 empty] | 4226 | 1044.3684 | 369.9412 | 609.05 | 532.5 | 98.8 | 886.619 | 1171.7143 | 202.3605 | 473.0212 | 877.9921 | 228.4743
[48 empty] | 4227 | 1044.3684 | 369.9412 | 609.05 | 532.5 | 98.8 | 886.619 | 1171.7143 | 202.3605 | 473.0212 | 877.9921 | 228.4743
[48 empty] | 4228 | 1044.3684 | 369.9412 | 609.05 | 532.5 | 98.8 | 886.619 | 1171.7143 | 202.3605 | 473.0212 | 877.9921 | 228.4743
[48 empty] | 4229 | 1044.3684 | 369.9412 | 609.05 | 532.5 | 98.8 | 886.619 | 1171.7143 | 202.3605 | 473.0212 | 877.9921 | 228.4743
[48 empty] | 4230 | 1044.3684 | 369.9412 | 609.05 | 532.5 | 98.8 | 886.619 | 1171.7143 | 202.3605 | 473.0212 | 877.9921 | 228.4743
[48 empty] | 4231 | 1044.3684 | 369.9412 | 609.05 | 532.5 | 98.8 | 886.619 | 1171.7143 | 202.3605 | 473.0212 | 877.9921 | 228.4743
[48 empty] | 4232 | 1044.3684 | 369.9412 | 609.05 | 532.5 | 98.8 | 886.619 | 1171.7143 | 202.3605 | 473.0212 | 877.9921 | 228.4743
[48 empty] | 4233 | 1044.3684 | 369.9412 | 609.05 | 532.5 | 98.8 | 886.619 | 1171.7143 | 202.3605 | 473.0212 | 877.9921 | 228.4743
[48 empty] | 4234 | 1044.3684 | 369.9412 | 609.05 | 532.5 | 98.8 | 886.619 | 1171.7143 | 202.3605 | 473.0212 | 877.9921 | 228.4743
[48 empty] | 4235 | 1044.3684 | 369.9412 | 609.05 | 532.5 | 98.8 | 886.619 | 1171.7143 | 202.3605 | 473.0212 | 877.9921 | 228.4743
[48 empty] | 4236 | 1044.3684 | 369.9412 | 609.05 | 532.5 | 98.8 | 886.619 | 1171.7143 | 202.3605 | 473.0212 | 877.9921 | 228.4743
[48 empty] | 4237 | 1044.3684 | 369.9412 | 609.05 | 532.5 | 98.8 | 886.619 | 1171.7143 | 202.3605 | 473.0212 | 877.9921 | 228.4743
[48 empty] | 4238 | 1044.3684 | 369.9412 | 609.05 | 532.5 | 98.8 | 886.619 | 1171.7143 | 202.3605 | 473.0212 | 877.9921 | 228.4743
[48 empty] | 4239 | 1044.3684 | 369.9412 | 609.05 | 532.5 | 98.8 | 886.619 | 1171.7143 | 202.3605 | 473.0212 | 877.9921 | 228.4743
[48 empty] | 4240 | 1044.3684 | 369.9412 | 609.05 | 532.5 | 98.8 | 886.619 | 1171.7143 | 202.3605 | 473.0212 | 877.9921 | 228.4743
[48 empty] | 4241 | 1044.3684 | 369.9412 | 609.05 | 532.5 | 98.8 | 886.619 | 1171.7143 | 202.3605 | 473.0212 | 877.9921 | 228.4743
[48 empty] | 4242 | 1044.3684 | 369.9412 | 609.05 | 532.5 | 98.8 | 886.619 | 1171.7143 | 202.3605 | 473.0212 | 877.9921 | 228.4743
[48 empty] | 4243 | 1044.3684 | 369.9412 | 609.05 | 532.5 | 98.8 | 886.619 | 1171.7143 | 202.3605 | 473.0212 | 877.9921 | 228.4743
[48 empty] | 4244 | 1044.3684 | 369.9412 | 609.05 | 532.5 | 98.8 | 886.619 | 1171.7143 | 202.3605 | 473.0212 | 877.9921 | 228.4743
[48 empty] | 4245 | 1044.3684 | 369.9412 | 609.05 | 532.5 | 98.8 | 886.619 | 1171.7143 | 202.3605 | 473.0212 | 877.9921 | 228.4743
[48 empty] | 4246 | 1044.3684 | 369.9412 | 609.05 | 532.5 | 98.8 | 886.619 | 1171.7143 | 202.3605 | 473.0212 | 877.9921 | 228.4743
[48 empty] | 4247 | 1044.3684 | 369.9412 | 609.05 | 532.5 | 98.8 | 886.619 | 1171.7143 | 202.3605 | 473.0212 | 877.9921 | 228.4743
[48 empty] | 4248 | 1044.3684 | 369.9412 | 609.05 | 532.5 | 98.8 | 886.619 | 1171.7143 | 202.3605 | 473.0212 | 877.9921 | 228.4743
[48 empty] | 4249 | 1022.5789 | 360.5294 | 605.95 | 522.8 | 96.5667 | 860.5 | 1166.8095 | 197.3875 | 474.4192 | 900.4789 | 226.7554
[48 empty] | 4250 | 1022.5789 | 360.5294 | 605.95 | 522.8 | 96.5667 | 860.5 | 1166.8095 | 197.3875 | 474.4192 | 900.4789 | 226.7554
[48 empty] | 4251 | 1022.5789 | 360.5294 | 605.95 | 522.8 | 96.5667 | 860.5 | 1166.8095 | 197.3875 | 474.4192 | 900.4789 | 226.7554
[48 empty] | 4252 | 1022.5789 | 360.5294 | 605.95 | 522.8 | 96.5667 | 860.5 | 1166.8095 | 197.3875 | 474.4192 | 900.4789 | 226.7554
[48 empty] | 4253 | 1022.5789 | 360.5294 | 605.95 | 522.8 | 96.5667 | 860.5 | 1166.8095 | 197.3875 | 474.4192 | 900.4789 | 226.7554
[48 empty] | 4254 | 1022.5789 | 360.5294 | 605.95 | 522.8 | 96.5667 | 860.5 | 1166.8095 | 197.3875 | 474.4192 | 900.4789 | 226.7554
[48 empty] | 4255 | 1022.5789 | 360.5294 | 605.95 | 522.8 | 96.5667 | 860.5 | 1166.8095 | 197.3875 | 474.4192 | 900.4789 | 226.7554
[48 empty] | 4256 | 1022.5789 | 360.5294 | 605.95 | 522.8 | 96.5667 | 860.5 | 1166.8095 | 197.3875 | 474.4192 | 900.4789 | 226.7554
[48 empty] | 4257 | 1022.5789 | 360.5294 | 605.95 | 522.8 | 96.5667 | 860.5 | 1166.8095 | 197.3875 | 474.4192 | 900.4789 | 226.7554
[48 empty] | 4258 | 1022.5789 | 360.5294 | 605.95 | 522.8 | 96.5667 | 860.5 | 1166.8095 | 197.3875 | 474.4192 | 900.4789 | 226.7554
[48 empty] | 4259 | 1022.5789 | 360.5294 | 605.95 | 522.8 | 96.5667 | 860.5 | 1166.8095 | 197.3875 | 474.4192 | 900.4789 | 226.7554
[48 empty] | 4260 | 1022.5789 | 360.5294 | 605.95 | 522.8 | 96.5667 | 860.5 | 1166.8095 | 197.3875 | 474.4192 | 900.4789 | 226.7554
[48 empty] | 4261 | 1022.5789 | 360.5294 | 605.95 | 522.8 | 96.5667 | 860.5 | 1166.8095 | 197.3875 | 474.4192 | 900.4789 | 226.7554
[48 empty] | 4262 | 1022.5789 | 360.5294 | 605.95 | 522.8 | 96.5667 | 860.5 | 1166.8095 | 197.3875 | 474.4192 | 900.4789 | 226.7554
[48 empty] | 4263 | 1022.5789 | 360.5294 | 605.95 | 522.8 | 96.5667 | 860.5 | 1166.8095 | 197.3875 | 474.4192 | 900.4789 | 226.7554
[48 empty] | 4264 | 1022.5789 | 360.5294 | 605.95 | 522.8 | 96.5667 | 860.5 | 1166.8095 | 197.3875 | 474.4192 | 900.4789 | 226.7554
[48 empty] | 4265 | 1022.5789 | 360.5294 | 605.95 | 522.8 | 96.5667 | 860.5 | 1166.8095 | 197.3875 | 474.4192 | 900.4789 | 226.7554
[48 empty] | 4266 | 1022.5789 | 360.5294 | 605.95 | 522.8 | 96.5667 | 860.5 | 1166.8095 | 197.3875 | 474.4192 | 900.4789 | 226.7554
[48 empty] | 4267 | 1022.5789 | 360.5294 | 605.95 | 522.8 | 96.5667 | 860.5 | 1166.8095 | 197.3875 | 474.4192 | 900.4789 | 226.7554
[48 empty] | 4268 | 1022.5789 | 360.5294 | 605.95 | 522.8 | 96.5667 | 860.5 | 1166.8095 | 197.3875 | 474.4192 | 900.4789 | 226.7554
[48 empty] | 4269 | 1022.5789 | 360.5294 | 605.95 | 522.8 | 96.5667 | 860.5 | 1166.8095 | 197.3875 | 474.4192 | 900.4789 | 226.7554
[48 empty] | 4270 | 1022.5789 | 360.5294 | 605.95 | 522.8 | 96.5667 | 860.5 | 1166.8095 | 197.3875 | 474.4192 | 900.4789 | 226.7554
[48 empty] | 4271 | 1022.5789 | 360.5294 | 605.95 | 522.8 | 96.5667 | 860.5 | 1166.8095 | 197.3875 | 474.4192 | 900.4789 | 226.7554
[48 empty] | 4272 | 1022.5789 | 360.5294 | 605.95 | 522.8 | 96.5667 | 860.5 | 1166.8095 | 197.3875 | 474.4192 | 900.4789 | 226.7554
[48 empty] | 4273 | 998.5263 | 352.4118 | 602.1 | 512.85 | 91.3846 | 842 | 1164.6667 | 194.9711 | 473.9663 | 943.4124 | 223.564
[48 empty] | 4274 | 998.5263 | 352.4118 | 602.1 | 512.85 | 91.3846 | 842 | 1164.6667 | 194.9711 | 473.9663 | 943.4124 | 223.564
[48 empty] | 4275 | 998.5263 | 352.4118 | 602.1 | 512.85 | 91.3846 | 842 | 1164.6667 | 194.9711 | 473.9663 | 943.4124 | 223.564
[48 empty] | 4276 | 998.5263 | 352.4118 | 602.1 | 512.85 | 91.3846 | 842 | 1164.6667 | 194.9711 | 473.9663 | 943.4124 | 223.564
[48 empty] | 4277 | 998.5263 | 352.4118 | 602.1 | 512.85 | 91.3846 | 842 | 1164.6667 | 194.9711 | 473.9663 | 943.4124 | 223.564
[48 empty] | 4278 | 998.5263 | 352.4118 | 602.1 | 512.85 | 91.3846 | 842 | 1164.6667 | 194.9711 | 473.9663 | 943.4124 | 223.564
[48 empty] | 4279 | 998.5263 | 352.4118 | 602.1 | 512.85 | 91.3846 | 842 | 1164.6667 | 194.9711 | 473.9663 | 943.4124 | 223.564
[48 empty] | 4280 | 998.5263 | 352.4118 | 602.1 | 512.85 | 91.3846 | 842 | 1164.6667 | 194.9711 | 473.9663 | 943.4124 | 223.564
[48 empty] | 4281 | 998.5263 | 352.4118 | 602.1 | 512.85 | 91.3846 | 842 | 1164.6667 | 194.9711 | 473.9663 | 943.4124 | 223.564
[48 empty] | 4282 | 998.5263 | 352.4118 | 602.1 | 512.85 | 91.3846 | 842 | 1164.6667 | 194.9711 | 473.9663 | 943.4124 | 223.564
[48 empty] | 4283 | 998.5263 | 352.4118 | 602.1 | 512.85 | 91.3846 | 842 | 1164.6667 | 194.9711 | 473.9663 | 943.4124 | 223.564
[48 empty] | 4284 | 998.5263 | 352.4118 | 602.1 | 512.85 | 91.3846 | 842 | 1164.6667 | 194.9711 | 473.9663 | 943.4124 | 223.564
[48 empty] | 4285 | 998.5263 | 352.4118 | 602.1 | 512.85 | 91.3846 | 842 | 1164.6667 | 194.9711 | 473.9663 | 943.4124 | 223.564
[48 empty] | 4286 | 998.5263 | 352.4118 | 602.1 | 512.85 | 91.3846 | 842 | 1164.6667 | 194.9711 | 473.9663 | 943.4124 | 223.564
[48 empty] | 4287 | 998.5263 | 352.4118 | 602.1 | 512.85 | 91.3846 | 842 | 1164.6667 | 194.9711 | 473.9663 | 943.4124 | 223.564
[48 empty] | 4288 | 998.5263 | 352.4118 | 602.1 | 512.85 | 91.3846 | 842 | 1164.6667 | 194.9711 | 473.9663 | 943.4124 | 223.564
[48 empty] | 4289 | 998.5263 | 352.4118 | 602.1 | 512.85 | 91.3846 | 842 | 1164.6667 | 194.9711 | 473.9663 | 943.4124 | 223.564
[48 empty] | 4290 | 998.5263 | 352.4118 | 602.1 | 512.85 | 91.3846 | 842 | 1164.6667 | 194.9711 | 473.9663 | 943.4124 | 223.564
[48 empty] | 4291 | 998.5263 | 352.4118 | 602.1 | 512.85 | 91.3846 | 842 | 1164.6667 | 194.9711 | 473.9663 | 943.4124 | 223.564
[48 empty] | 4292 | 998.5263 | 352.4118 | 602.1 | 512.85 | 91.3846 | 842 | 1164.6667 | 194.9711 | 473.9663 | 943.4124 | 223.564
[48 empty] | 4293 | 998.5263 | 352.4118 | 602.1 | 512.85 | 91.3846 | 842 | 1164.6667 | 194.9711 | 473.9663 | 943.4124 | 223.564
[48 empty] | 4294 | 998.5263 | 352.4118 | 602.1 | 512.85 | 91.3846 | 842 | 1164.6667 | 194.9711 | 473.9663 | 943.4124 | 223.564
[48 empty] | 4295 | 998.5263 | 352.4118 | 602.1 | 512.85 | 91.3846 | 842 | 1164.6667 | 194.9711 | 473.9663 | 943.4124 | 223.564
[48 empty] | 4296 | 998.5263 | 352.4118 | 602.1 | 512.85 | 91.3846 | 842 | 1164.6667 | 194.9711 | 473.9663 | 943.4124 | 223.564
[48 empty] | 4297 | 974.1053 | 345.0588 | 598.4 | 504.7 | 97.7167 | 823.65 | 1159.5714 | 195.8987 | 470.6149 | 957.0484 | 221.9131
[48 empty] | 4298 | 974.1053 | 345.0588 | 598.4 | 504.7 | 97.7167 | 823.65 | 1159.5714 | 195.8987 | 470.6149 | 957.0484 | 221.9131
[48 empty] | 4299 | 974.1053 | 345.0588 | 598.4 | 504.7 | 97.7167 | 823.65 | 1159.5714 | 195.8987 | 470.6149 | 957.0484 | 221.9131
[48 empty] | 4300 | 974.1053 | 345.0588 | 598.4 | 504.7 | 97.7167 | 823.65 | 1159.5714 | 195.8987 | 470.6149 | 957.0484 | 221.9131
[48 empty] | 4301 | 974.1053 | 345.0588 | 598.4 | 504.7 | 97.7167 | 823.65 | 1159.5714 | 195.8987 | 470.6149 | 957.0484 | 221.9131
[48 empty] | 4302 | 974.1053 | 345.0588 | 598.4 | 504.7 | 97.7167 | 823.65 | 1159.5714 | 195.8987 | 470.6149 | 957.0484 | 221.9131
[48 empty] | 4303 | 974.1053 | 345.0588 | 598.4 | 504.7 | 97.7167 | 823.65 | 1159.5714 | 195.8987 | 470.6149 | 957.0484 | 221.9131
[48 empty] | 4304 | 974.1053 | 345.0588 | 598.4 | 504.7 | 97.7167 | 823.65 | 1159.5714 | 195.8987 | 470.6149 | 957.0484 | 221.9131
[48 empty] | 4305 | 974.1053 | 345.0588 | 598.4 | 504.7 | 97.7167 | 823.65 | 1159.5714 | 195.8987 | 470.6149 | 957.0484 | 221.9131
[48 empty] | 4306 | 974.1053 | 345.0588 | 598.4 | 504.7 | 97.7167 | 823.65 | 1159.5714 | 195.8987 | 470.6149 | 957.0484 | 221.9131
[48 empty] | 4307 | 974.1053 | 345.0588 | 598.4 | 504.7 | 97.7167 | 823.65 | 1159.5714 | 195.8987 | 470.6149 | 957.0484 | 221.9131
[48 empty] | 4308 | 974.1053 | 345.0588 | 598.4 | 504.7 | 97.7167 | 823.65 | 1159.5714 | 195.8987 | 470.6149 | 957.0484 | 221.9131
[48 empty] | 4309 | 974.1053 | 345.0588 | 598.4 | 504.7 | 97.7167 | 823.65 | 1159.5714 | 195.8987 | 470.6149 | 957.0484 | 221.9131
[48 empty] | 4310 | 974.1053 | 345.0588 | 598.4 | 504.7 | 97.7167 | 823.65 | 1159.5714 | 195.8987 | 470.6149 | 957.0484 | 221.9131
[48 empty] | 4311 | 974.1053 | 345.0588 | 598.4 | 504.7 | 97.7167 | 823.65 | 1159.5714 | 195.8987 | 470.6149 | 957.0484 | 221.9131
[48 empty] | 4312 | 974.1053 | 345.0588 | 598.4 | 504.7 | 97.7167 | 823.65 | 1159.5714 | 195.8987 | 470.6149 | 957.0484 | 221.9131
[48 empty] | 4313 | 974.1053 | 345.0588 | 598.4 | 504.7 | 97.7167 | 823.65 | 1159.5714 | 195.8987 | 470.6149 | 957.0484 | 221.9131
[48 empty] | 4314 | 974.1053 | 345.0588 | 598.4 | 504.7 | 97.7167 | 823.65 | 1159.5714 | 195.8987 | 470.6149 | 957.0484 | 221.9131
[48 empty] | 4315 | 974.1053 | 345.0588 | 598.4 | 504.7 | 97.7167 | 823.65 | 1159.5714 | 195.8987 | 470.6149 | 957.0484 | 221.9131
[48 empty] | 4316 | 974.1053 | 345.0588 | 598.4 | 504.7 | 97.7167 | 823.65 | 1159.5714 | 195.8987 | 470.6149 | 957.0484 | 221.9131
[48 empty] | 4317 | 974.1053 | 345.0588 | 598.4 | 504.7 | 97.7167 | 823.65 | 1159.5714 | 195.8987 | 470.6149 | 957.0484 | 221.9131
[48 empty] | 4318 | 974.1053 | 345.0588 | 598.4 | 504.7 | 97.7167 | 823.65 | 1159.5714 | 195.8987 | 470.6149 | 957.0484 | 221.9131
[48 empty] | 4319 | 974.1053 | 345.0588 | 598.4 | 504.7 | 97.7167 | 823.65 | 1159.5714 | 195.8987 | 470.6149 | 957.0484 | 221.9131
[48 empty] | 4320 | 974.1053 | 345.0588 | 598.4 | 504.7 | 97.7167 | 823.65 | 1159.5714 | 195.8987 | 470.6149 | 957.0484 | 221.9131
[48 empty] | 4321 | 950 | 335.8235 | 594.7 | 495.2 | 95.625 | 809.05 | 1156.1905 | 193.9184 | 465.7486 | 944.3264 | 220.1463
[48 empty] | 4322 | 950 | 335.8235 | 594.7 | 495.2 | 95.625 | 809.05 | 1156.1905 | 193.9184 | 465.7486 | 944.3264 | 220.1463
[48 empty] | 4323 | 950 | 335.8235 | 594.7 | 495.2 | 95.625 | 809.05 | 1156.1905 | 193.9184 | 465.7486 | 944.3264 | 220.1463
[48 empty] | 4324 | 950 | 335.8235 | 594.7 | 495.2 | 95.625 | 809.05 | 1156.1905 | 193.9184 | 465.7486 | 944.3264 | 220.1463
[48 empty] | 4325 | 950 | 335.8235 | 594.7 | 495.2 | 95.625 | 809.05 | 1156.1905 | 193.9184 | 465.7486 | 944.3264 | 220.1463
[48 empty] | 4326 | 950 | 335.8235 | 594.7 | 495.2 | 95.625 | 809.05 | 1156.1905 | 193.9184 | 465.7486 | 944.3264 | 220.1463
[48 empty] | 4327 | 950 | 335.8235 | 594.7 | 495.2 | 95.625 | 809.05 | 1156.1905 | 193.9184 | 465.7486 | 944.3264 | 220.1463
[48 empty] | 4328 | 950 | 335.8235 | 594.7 | 495.2 | 95.625 | 809.05 | 1156.1905 | 193.9184 | 465.7486 | 944.3264 | 220.1463
[48 empty] | 4329 | 950 | 335.8235 | 594.7 | 495.2 | 95.625 | 809.05 | 1156.1905 | 193.9184 | 465.7486 | 944.3264 | 220.1463
[48 empty] | 4330 | 950 | 335.8235 | 594.7 | 495.2 | 95.625 | 809.05 | 1156.1905 | 193.9184 | 465.7486 | 944.3264 | 220.1463
[48 empty] | 4331 | 950 | 335.8235 | 594.7 | 495.2 | 95.625 | 809.05 | 1156.1905 | 193.9184 | 465.7486 | 944.3264 | 220.1463
[48 empty] | 4332 | 950 | 335.8235 | 594.7 | 495.2 | 95.625 | 809.05 | 1156.1905 | 193.9184 | 465.7486 | 944.3264 | 220.1463
[48 empty] | 4333 | 950 | 335.8235 | 594.7 | 495.2 | 95.625 | 809.05 | 1156.1905 | 193.9184 | 465.7486 | 944.3264 | 220.1463
[48 empty] | 4334 | 950 | 335.8235 | 594.7 | 495.2 | 95.625 | 809.05 | 1156.1905 | 193.9184 | 465.7486 | 944.3264 | 220.1463
[48 empty] | 4335 | 950 | 335.8235 | 594.7 | 495.2 | 95.625 | 809.05 | 1156.1905 | 193.9184 | 465.7486 | 944.3264 | 220.1463
[48 empty] | 4336 | 950 | 335.8235 | 594.7 | 495.2 | 95.625 | 809.05 | 1156.1905 | 193.9184 | 465.7486 | 944.3264 | 220.1463
[48 empty] | 4337 | 950 | 335.8235 | 594.7 | 495.2 | 95.625 | 809.05 | 1156.1905 | 193.9184 | 465.7486 | 944.3264 | 220.1463
[48 empty] | 4338 | 950 | 335.8235 | 594.7 | 495.2 | 95.625 | 809.05 | 1156.1905 | 193.9184 | 465.7486 | 944.3264 | 220.1463
[48 empty] | 4339 | 950 | 335.8235 | 594.7 | 495.2 | 95.625 | 809.05 | 1156.1905 | 193.9184 | 465.7486 | 944.3264 | 220.1463
[48 empty] | 4340 | 950 | 335.8235 | 594.7 | 495.2 | 95.625 | 809.05 | 1156.1905 | 193.9184 | 465.7486 | 944.3264 | 220.1463
[48 empty] | 4341 | 950 | 335.8235 | 594.7 | 495.2 | 95.625 | 809.05 | 1156.1905 | 193.9184 | 465.7486 | 944.3264 | 220.1463
[48 empty] | 4342 | 950 | 335.8235 | 594.7 | 495.2 | 95.625 | 809.05 | 1156.1905 | 193.9184 | 465.7486 | 944.3264 | 220.1463
[48 empty] | 4343 | 950 | 335.8235 | 594.7 | 495.2 | 95.625 | 809.05 | 1156.1905 | 193.9184 | 465.7486 | 944.3264 | 220.1463
[48 empty] | 4344 | 950 | 335.8235 | 594.7 | 495.2 | 95.625 | 809.05 | 1156.1905 | 193.9184 | 465.7486 | 944.3264 | 220.1463
[48 empty] | 4345 | 927.6842 | 328.1765 | 590 | 482.8571 | 89.1154 | 789.9 | 1153.5714 | 196.5035 | 455.6831 | 889.5389 | 216.4297
[48 empty] | 4346 | 927.6842 | 328.1765 | 590 | 482.8571 | 89.1154 | 789.9 | 1153.5714 | 196.5035 | 455.6831 | 889.5389 | 216.4297
[48 empty] | 4347 | 927.6842 | 328.1765 | 590 | 482.8571 | 89.1154 | 789.9 | 1153.5714 | 196.5035 | 455.6831 | 889.5389 | 216.4297
[48 empty] | 4348 | 927.6842 | 328.1765 | 590 | 482.8571 | 89.1154 | 789.9 | 1153.5714 | 196.5035 | 455.6831 | 889.5389 | 216.4297
[48 empty] | 4349 | 927.6842 | 328.1765 | 590 | 482.8571 | 89.1154 | 789.9 | 1153.5714 | 196.5035 | 455.6831 | 889.5389 | 216.4297
[48 empty] | 4350 | 927.6842 | 328.1765 | 590 | 482.8571 | 89.1154 | 789.9 | 1153.5714 | 196.5035 | 455.6831 | 889.5389 | 216.4297
[48 empty] | 4351 | 927.6842 | 328.1765 | 590 | 482.8571 | 89.1154 | 789.9 | 1153.5714 | 196.5035 | 455.6831 | 889.5389 | 216.4297
[48 empty] | 4352 | 927.6842 | 328.1765 | 590 | 482.8571 | 89.1154 | 789.9 | 1153.5714 | 196.5035 | 455.6831 | 889.5389 | 216.4297
[48 empty] | 4353 | 927.6842 | 328.1765 | 590 | 482.8571 | 89.1154 | 789.9 | 1153.5714 | 196.5035 | 455.6831 | 889.5389 | 216.4297
[48 empty] | 4354 | 927.6842 | 328.1765 | 590 | 482.8571 | 89.1154 | 789.9 | 1153.5714 | 196.5035 | 455.6831 | 889.5389 | 216.4297
[48 empty] | 4355 | 927.6842 | 328.1765 | 590 | 482.8571 | 89.1154 | 789.9 | 1153.5714 | 196.5035 | 455.6831 | 889.5389 | 216.4297
[48 empty] | 4356 | 927.6842 | 328.1765 | 590 | 482.8571 | 89.1154 | 789.9 | 1153.5714 | 196.5035 | 455.6831 | 889.5389 | 216.4297
[48 empty] | 4357 | 927.6842 | 328.1765 | 590 | 482.8571 | 89.1154 | 789.9 | 1153.5714 | 196.5035 | 455.6831 | 889.5389 | 216.4297
[48 empty] | 4358 | 927.6842 | 328.1765 | 590 | 482.8571 | 89.1154 | 789.9 | 1153.5714 | 196.5035 | 455.6831 | 889.5389 | 216.4297
[48 empty] | 4359 | 927.6842 | 328.1765 | 590 | 482.8571 | 89.1154 | 789.9 | 1153.5714 | 196.5035 | 455.6831 | 889.5389 | 216.4297
[48 empty] | 4360 | 927.6842 | 328.1765 | 590 | 482.8571 | 89.1154 | 789.9 | 1153.5714 | 196.5035 | 455.6831 | 889.5389 | 216.4297
[48 empty] | 4361 | 927.6842 | 328.1765 | 590 | 482.8571 | 89.1154 | 789.9 | 1153.5714 | 196.5035 | 455.6831 | 889.5389 | 216.4297
[48 empty] | 4362 | 927.6842 | 328.1765 | 590 | 482.8571 | 89.1154 | 789.9 | 1153.5714 | 196.5035 | 455.6831 | 889.5389 | 216.4297
[48 empty] | 4363 | 927.6842 | 328.1765 | 590 | 482.8571 | 89.1154 | 789.9 | 1153.5714 | 196.5035 | 455.6831 | 889.5389 | 216.4297
[48 empty] | 4364 | 927.6842 | 328.1765 | 590 | 482.8571 | 89.1154 | 789.9 | 1153.5714 | 196.5035 | 455.6831 | 889.5389 | 216.4297
[48 empty] | 4365 | 927.6842 | 328.1765 | 590 | 482.8571 | 89.1154 | 789.9 | 1153.5714 | 196.5035 | 455.6831 | 889.5389 | 216.4297
[48 empty] | 4366 | 927.6842 | 328.1765 | 590 | 482.8571 | 89.1154 | 789.9 | 1153.5714 | 196.5035 | 455.6831 | 889.5389 | 216.4297
[48 empty] | 4367 | 927.6842 | 328.1765 | 590 | 482.8571 | 89.1154 | 789.9 | 1153.5714 | 196.5035 | 455.6831 | 889.5389 | 216.4297
[48 empty] | 4368 | 927.6842 | 328.1765 | 590 | 482.8571 | 89.1154 | 789.9 | 1153.5714 | 196.5035 | 455.6831 | 889.5389 | 216.4297
[48 empty] | 4369 | 906.7368 | 319.7647 | 585.05 | 477.0952 | 87.8462 | 777.9 | 1150.381 | 192.3984 | 444.3661 | 863.7506 | 212.3353
[48 empty] | 4370 | 906.7368 | 319.7647 | 585.05 | 477.0952 | 87.8462 | 777.9 | 1150.381 | 192.3984 | 444.3661 | 863.7506 | 212.3353
[48 empty] | 4371 | 906.7368 | 319.7647 | 585.05 | 477.0952 | 87.8462 | 777.9 | 1150.381 | 192.3984 | 444.3661 | 863.7506 | 212.3353
[48 empty] | 4372 | 906.7368 | 319.7647 | 585.05 | 477.0952 | 87.8462 | 777.9 | 1150.381 | 192.3984 | 444.3661 | 863.7506 | 212.3353
[48 empty] | 4373 | 906.7368 | 319.7647 | 585.05 | 477.0952 | 87.8462 | 777.9 | 1150.381 | 192.3984 | 444.3661 | 863.7506 | 212.3353
[48 empty] | 4374 | 906.7368 | 319.7647 | 585.05 | 477.0952 | 87.8462 | 777.9 | 1150.381 | 192.3984 | 444.3661 | 863.7506 | 212.3353
[48 empty] | 4375 | 906.7368 | 319.7647 | 585.05 | 477.0952 | 87.8462 | 777.9 | 1150.381 | 192.3984 | 444.3661 | 863.7506 | 212.3353
[48 empty] | 4376 | 906.7368 | 319.7647 | 585.05 | 477.0952 | 87.8462 | 777.9 | 1150.381 | 192.3984 | 444.3661 | 863.7506 | 212.3353
[48 empty] | 4377 | 906.7368 | 319.7647 | 585.05 | 477.0952 | 87.8462 | 777.9 | 1150.381 | 192.3984 | 444.3661 | 863.7506 | 212.3353
[48 empty] | 4378 | 906.7368 | 319.7647 | 585.05 | 477.0952 | 87.8462 | 777.9 | 1150.381 | 192.3984 | 444.3661 | 863.7506 | 212.3353
[48 empty] | 4379 | 906.7368 | 319.7647 | 585.05 | 477.0952 | 87.8462 | 777.9 | 1150.381 | 192.3984 | 444.3661 | 863.7506 | 212.3353
[48 empty] | 4380 | 906.7368 | 319.7647 | 585.05 | 477.0952 | 87.8462 | 777.9 | 1150.381 | 192.3984 | 444.3661 | 863.7506 | 212.3353
[48 empty] | 4381 | 906.7368 | 319.7647 | 585.05 | 477.0952 | 87.8462 | 777.9 | 1150.381 | 192.3984 | 444.3661 | 863.7506 | 212.3353
[48 empty] | 4382 | 906.7368 | 319.7647 | 585.05 | 477.0952 | 87.8462 | 777.9 | 1150.381 | 192.3984 | 444.3661 | 863.7506 | 212.3353
[48 empty] | 4383 | 906.7368 | 319.7647 | 585.05 | 477.0952 | 87.8462 | 777.9 | 1150.381 | 192.3984 | 444.3661 | 863.7506 | 212.3353
[48 empty] | 4384 | 906.7368 | 319.7647 | 585.05 | 477.0952 | 87.8462 | 777.9 | 1150.381 | 192.3984 | 444.3661 | 863.7506 | 212.3353
[48 empty] | 4385 | 906.7368 | 319.7647 | 585.05 | 477.0952 | 87.8462 | 777.9 | 1150.381 | 192.3984 | 444.3661 | 863.7506 | 212.3353
[48 empty] | 4386 | 906.7368 | 319.7647 | 585.05 | 477.0952 | 87.8462 | 777.9 | 1150.381 | 192.3984 | 444.3661 | 863.7506 | 212.3353
[48 empty] | 4387 | 906.7368 | 319.7647 | 585.05 | 477.0952 | 87.8462 | 777.9 | 1150.381 | 192.3984 | 444.3661 | 863.7506 | 212.3353
[48 empty] | 4388 | 906.7368 | 319.7647 | 585.05 | 477.0952 | 87.8462 | 777.9 | 1150.381 | 192.3984 | 444.3661 | 863.7506 | 212.3353
[48 empty] | 4389 | 906.7368 | 319.7647 | 585.05 | 477.0952 | 87.8462 | 777.9 | 1150.381 | 192.3984 | 444.3661 | 863.7506 | 212.3353
[48 empty] | 4390 | 906.7368 | 319.7647 | 585.05 | 477.0952 | 87.8462 | 777.9 | 1150.381 | 192.3984 | 444.3661 | 863.7506 | 212.3353
[48 empty] | 4391 | 906.7368 | 319.7647 | 585.05 | 477.0952 | 87.8462 | 777.9 | 1150.381 | 192.3984 | 444.3661 | 863.7506 | 212.3353
[48 empty] | 4392 | 906.7368 | 319.7647 | 585.05 | 477.0952 | 87.8462 | 777.9 | 1150.381 | 192.3984 | 444.3661 | 863.7506 | 212.3353
[48 empty] | 4393 | 884.7368 | 312.3529 | 580.25 | 471.4762 | 86.6923 | 768.45 | 1149 | 192.5885 | 431.31 | 856.7985 | 208.5148
[48 empty] | 4394 | 884.7368 | 312.3529 | 580.25 | 471.4762 | 86.6923 | 768.45 | 1149 | 192.5885 | 431.31 | 856.7985 | 208.5148
[48 empty] | 4395 | 884.7368 | 312.3529 | 580.25 | 471.4762 | 86.6923 | 768.45 | 1149 | 192.5885 | 431.31 | 856.7985 | 208.5148
[48 empty] | 4396 | 884.7368 | 312.3529 | 580.25 | 471.4762 | 86.6923 | 768.45 | 1149 | 192.5885 | 431.31 | 856.7985 | 208.5148
[48 empty] | 4397 | 884.7368 | 312.3529 | 580.25 | 471.4762 | 86.6923 | 768.45 | 1149 | 192.5885 | 431.31 | 856.7985 | 208.5148
[48 empty] | 4398 | 884.7368 | 312.3529 | 580.25 | 471.4762 | 86.6923 | 768.45 | 1149 | 192.5885 | 431.31 | 856.7985 | 208.5148
[48 empty] | 4399 | 884.7368 | 312.3529 | 580.25 | 471.4762 | 86.6923 | 768.45 | 1149 | 192.5885 | 431.31 | 856.7985 | 208.5148
[48 empty] | 4400 | 884.7368 | 312.3529 | 580.25 | 471.4762 | 86.6923 | 768.45 | 1149 | 192.5885 | 431.31 | 856.7985 | 208.5148
[48 empty] | 4401 | 884.7368 | 312.3529 | 580.25 | 471.4762 | 86.6923 | 768.45 | 1149 | 192.5885 | 431.31 | 856.7985 | 208.5148
[48 empty] | 4402 | 884.7368 | 312.3529 | 580.25 | 471.4762 | 86.6923 | 768.45 | 1149 | 192.5885 | 431.31 | 856.7985 | 208.5148
[48 empty] | 4403 | 884.7368 | 312.3529 | 580.25 | 471.4762 | 86.6923 | 768.45 | 1149 | 192.5885 | 431.31 | 856.7985 | 208.5148
[48 empty] | 4404 | 884.7368 | 312.3529 | 580.25 | 471.4762 | 86.6923 | 768.45 | 1149 | 192.5885 | 431.31 | 856.7985 | 208.5148
[48 empty] | 4405 | 884.7368 | 312.3529 | 580.25 | 471.4762 | 86.6923 | 768.45 | 1149 | 192.5885 | 431.31 | 856.7985 | 208.5148
[48 empty] | 4406 | 884.7368 | 312.3529 | 580.25 | 471.4762 | 86.6923 | 768.45 | 1149 | 192.5885 | 431.31 | 856.7985 | 208.5148
[48 empty] | 4407 | 884.7368 | 312.3529 | 580.25 | 471.4762 | 86.6923 | 768.45 | 1149 | 192.5885 | 431.31 | 856.7985 | 208.5148
[48 empty] | 4408 | 884.7368 | 312.3529 | 580.25 | 471.4762 | 86.6923 | 768.45 | 1149 | 192.5885 | 431.31 | 856.7985 | 208.5148
[48 empty] | 4409 | 884.7368 | 312.3529 | 580.25 | 471.4762 | 86.6923 | 768.45 | 1149 | 192.5885 | 431.31 | 856.7985 | 208.5148
[48 empty] | 4410 | 884.7368 | 312.3529 | 580.25 | 471.4762 | 86.6923 | 768.45 | 1149 | 192.5885 | 431.31 | 856.7985 | 208.5148
[48 empty] | 4411 | 884.7368 | 312.3529 | 580.25 | 471.4762 | 86.6923 | 768.45 | 1149 | 192.5885 | 431.31 | 856.7985 | 208.5148
[48 empty] | 4412 | 884.7368 | 312.3529 | 580.25 | 471.4762 | 86.6923 | 768.45 | 1149 | 192.5885 | 431.31 | 856.7985 | 208.5148
[48 empty] | 4413 | 884.7368 | 312.3529 | 580.25 | 471.4762 | 86.6923 | 768.45 | 1149 | 192.5885 | 431.31 | 856.7985 | 208.5148
[48 empty] | 4414 | 884.7368 | 312.3529 | 580.25 | 471.4762 | 86.6923 | 768.45 | 1149 | 192.5885 | 431.31 | 856.7985 | 208.5148
[48 empty] | 4415 | 884.7368 | 312.3529 | 580.25 | 471.4762 | 86.6923 | 768.45 | 1149 | 192.5885 | 431.31 | 856.7985 | 208.5148
[48 empty] | 4416 | 884.7368 | 312.3529 | 580.25 | 471.4762 | 86.6923 | 768.45 | 1149 | 192.5885 | 431.31 | 856.7985 | 208.5148
[48 empty] | 4417 | 863.6842 | 306.6471 | 576.95 | 465.619 | 85.5538 | 760.35 | 1145 | 193.0013 | 426.9334 | 843.3595 | 205.7682
[48 empty] | 4418 | 863.6842 | 306.6471 | 576.95 | 465.619 | 85.5538 | 760.35 | 1145 | 193.0013 | 426.9334 | 843.3595 | 205.7682
[48 empty] | 4419 | 863.6842 | 306.6471 | 576.95 | 465.619 | 85.5538 | 760.35 | 1145 | 193.0013 | 426.9334 | 843.3595 | 205.7682
[48 empty] | 4420 | 863.6842 | 306.6471 | 576.95 | 465.619 | 85.5538 | 760.35 | 1145 | 193.0013 | 426.9334 | 843.3595 | 205.7682
[48 empty] | 4421 | 863.6842 | 306.6471 | 576.95 | 465.619 | 85.5538 | 760.35 | 1145 | 193.0013 | 426.9334 | 843.3595 | 205.7682
[48 empty] | 4422 | 863.6842 | 306.6471 | 576.95 | 465.619 | 85.5538 | 760.35 | 1145 | 193.0013 | 426.9334 | 843.3595 | 205.7682
[48 empty] | 4423 | 863.6842 | 306.6471 | 576.95 | 465.619 | 85.5538 | 760.35 | 1145 | 193.0013 | 426.9334 | 843.3595 | 205.7682
[48 empty] | 4424 | 863.6842 | 306.6471 | 576.95 | 465.619 | 85.5538 | 760.35 | 1145 | 193.0013 | 426.9334 | 843.3595 | 205.7682
[48 empty] | 4425 | 863.6842 | 306.6471 | 576.95 | 465.619 | 85.5538 | 760.35 | 1145 | 193.0013 | 426.9334 | 843.3595 | 205.7682
[48 empty] | 4426 | 863.6842 | 306.6471 | 576.95 | 465.619 | 85.5538 | 760.35 | 1145 | 193.0013 | 426.9334 | 843.3595 | 205.7682
[48 empty] | 4427 | 863.6842 | 306.6471 | 576.95 | 465.619 | 85.5538 | 760.35 | 1145 | 193.0013 | 426.9334 | 843.3595 | 205.7682
[48 empty] | 4428 | 863.6842 | 306.6471 | 576.95 | 465.619 | 85.5538 | 760.35 | 1145 | 193.0013 | 426.9334 | 843.3595 | 205.7682
[48 empty] | 4429 | 863.6842 | 306.6471 | 576.95 | 465.619 | 85.5538 | 760.35 | 1145 | 193.0013 | 426.9334 | 843.3595 | 205.7682
[48 empty] | 4430 | 863.6842 | 306.6471 | 576.95 | 465.619 | 85.5538 | 760.35 | 1145 | 193.0013 | 426.9334 | 843.3595 | 205.7682
[48 empty] | 4431 | 863.6842 | 306.6471 | 576.95 | 465.619 | 85.5538 | 760.35 | 1145 | 193.0013 | 426.9334 | 843.3595 | 205.7682
[48 empty] | 4432 | 863.6842 | 306.6471 | 576.95 | 465.619 | 85.5538 | 760.35 | 1145 | 193.0013 | 426.9334 | 843.3595 | 205.7682
[48 empty] | 4433 | 863.6842 | 306.6471 | 576.95 | 465.619 | 85.5538 | 760.35 | 1145 | 193.0013 | 426.9334 | 843.3595 | 205.7682
[48 empty] | 4434 | 863.6842 | 306.6471 | 576.95 | 465.619 | 85.5538 | 760.35 | 1145 | 193.0013 | 426.9334 | 843.3595 | 205.7682
[48 empty] | 4435 | 863.6842 | 306.6471 | 576.95 | 465.619 | 85.5538 | 760.35 | 1145 | 193.0013 | 426.9334 | 843.3595 | 205.7682
[48 empty] | 4436 | 863.6842 | 306.6471 | 576.95 | 465.619 | 85.5538 | 760.35 | 1145 | 193.0013 | 426.9334 | 843.3595 | 205.7682
[48 empty] | 4437 | 863.6842 | 306.6471 | 576.95 | 465.619 | 85.5538 | 760.35 | 1145 | 193.0013 | 426.9334 | 843.3595 | 205.7682
[48 empty] | 4438 | 863.6842 | 306.6471 | 576.95 | 465.619 | 85.5538 | 760.35 | 1145 | 193.0013 | 426.9334 | 843.3595 | 205.7682
[48 empty] | 4439 | 863.6842 | 306.6471 | 576.95 | 465.619 | 85.5538 | 760.35 | 1145 | 193.0013 | 426.9334 | 843.3595 | 205.7682
[48 empty] | 4440 | 863.6842 | 306.6471 | 576.95 | 465.619 | 85.5538 | 760.35 | 1145 | 193.0013 | 426.9334 | 843.3595 | 205.7682
[48 empty] | 4441 | 841.3684 | 300.8235 | 572.1 | 461.381 | 82.8 | 754.85 | 1140.0952 | 192.1398 | 422.0473 | 827.8841 | 204.066
[48 empty] | 4442 | 841.3684 | 300.8235 | 572.1 | 461.381 | 82.8 | 754.85 | 1140.0952 | 192.1398 | 422.0473 | 827.8841 | 204.066
[48 empty] | 4443 | 841.3684 | 300.8235 | 572.1 | 461.381 | 82.8 | 754.85 | 1140.0952 | 192.1398 | 422.0473 | 827.8841 | 204.066
[48 empty] | 4444 | 841.3684 | 300.8235 | 572.1 | 461.381 | 82.8 | 754.85 | 1140.0952 | 192.1398 | 422.0473 | 827.8841 | 204.066
[48 empty] | 4445 | 841.3684 | 300.8235 | 572.1 | 461.381 | 82.8 | 754.85 | 1140.0952 | 192.1398 | 422.0473 | 827.8841 | 204.066
[48 empty] | 4446 | 841.3684 | 300.8235 | 572.1 | 461.381 | 82.8 | 754.85 | 1140.0952 | 192.1398 | 422.0473 | 827.8841 | 204.066
[48 empty] | 4447 | 841.3684 | 300.8235 | 572.1 | 461.381 | 82.8 | 754.85 | 1140.0952 | 192.1398 | 422.0473 | 827.8841 | 204.066
[48 empty] | 4448 | 841.3684 | 300.8235 | 572.1 | 461.381 | 82.8 | 754.85 | 1140.0952 | 192.1398 | 422.0473 | 827.8841 | 204.066
[48 empty] | 4449 | 841.3684 | 300.8235 | 572.1 | 461.381 | 82.8 | 754.85 | 1140.0952 | 192.1398 | 422.0473 | 827.8841 | 204.066
[48 empty] | 4450 | 841.3684 | 300.8235 | 572.1 | 461.381 | 82.8 | 754.85 | 1140.0952 | 192.1398 | 422.0473 | 827.8841 | 204.066
[48 empty] | 4451 | 841.3684 | 300.8235 | 572.1 | 461.381 | 82.8 | 754.85 | 1140.0952 | 192.1398 | 422.0473 | 827.8841 | 204.066
[48 empty] | 4452 | 841.3684 | 300.8235 | 572.1 | 461.381 | 82.8 | 754.85 | 1140.0952 | 192.1398 | 422.0473 | 827.8841 | 204.066
[48 empty] | 4453 | 841.3684 | 300.8235 | 572.1 | 461.381 | 82.8 | 754.85 | 1140.0952 | 192.1398 | 422.0473 | 827.8841 | 204.066
[48 empty] | 4454 | 841.3684 | 300.8235 | 572.1 | 461.381 | 82.8 | 754.85 | 1140.0952 | 192.1398 | 422.0473 | 827.8841 | 204.066
[48 empty] | 4455 | 841.3684 | 300.8235 | 572.1 | 461.381 | 82.8 | 754.85 | 1140.0952 | 192.1398 | 422.0473 | 827.8841 | 204.066
[48 empty] | 4456 | 841.3684 | 300.8235 | 572.1 | 461.381 | 82.8 | 754.85 | 1140.0952 | 192.1398 | 422.0473 | 827.8841 | 204.066
[48 empty] | 4457 | 841.3684 | 300.8235 | 572.1 | 461.381 | 82.8 | 754.85 | 1140.0952 | 192.1398 | 422.0473 | 827.8841 | 204.066
[48 empty] | 4458 | 841.3684 | 300.8235 | 572.1 | 461.381 | 82.8 | 754.85 | 1140.0952 | 192.1398 | 422.0473 | 827.8841 | 204.066
[48 empty] | 4459 | 841.3684 | 300.8235 | 572.1 | 461.381 | 82.8 | 754.85 | 1140.0952 | 192.1398 | 422.0473 | 827.8841 | 204.066
[48 empty] | 4460 | 841.3684 | 300.8235 | 572.1 | 461.381 | 82.8 | 754.85 | 1140.0952 | 192.1398 | 422.0473 | 827.8841 | 204.066
[48 empty] | 4461 | 841.3684 | 300.8235 | 572.1 | 461.381 | 82.8 | 754.85 | 1140.0952 | 192.1398 | 422.0473 | 827.8841 | 204.066
[48 empty] | 4462 | 841.3684 | 300.8235 | 572.1 | 461.381 | 82.8 | 754.85 | 1140.0952 | 192.1398 | 422.0473 | 827.8841 | 204.066
[48 empty] | 4463 | 841.3684 | 300.8235 | 572.1 | 461.381 | 82.8 | 754.85 | 1140.0952 | 192.1398 | 422.0473 | 827.8841 | 204.066
[48 empty] | 4464 | 841.3684 | 300.8235 | 572.1 | 461.381 | 82.8 | 754.85 | 1140.0952 | 192.1398 | 422.0473 | 827.8841 | 204.066
[48 empty] | 4465 | 821.9474 | 293.8824 | 566.55 | 456.1429 | 76.9286 | 744 | 1137.1429 | 191.3786 | 413.0513 | 842.9266 | 201.5745
[48 empty] | 4466 | 821.9474 | 293.8824 | 566.55 | 456.1429 | 76.9286 | 744 | 1137.1429 | 191.3786 | 413.0513 | 842.9266 | 201.5745
[48 empty] | 4467 | 821.9474 | 293.8824 | 566.55 | 456.1429 | 76.9286 | 744 | 1137.1429 | 191.3786 | 413.0513 | 842.9266 | 201.5745
[48 empty] | 4468 | 821.9474 | 293.8824 | 566.55 | 456.1429 | 76.9286 | 744 | 1137.1429 | 191.3786 | 413.0513 | 842.9266 | 201.5745
[48 empty] | 4469 | 821.9474 | 293.8824 | 566.55 | 456.1429 | 76.9286 | 744 | 1137.1429 | 191.3786 | 413.0513 | 842.9266 | 201.5745
[48 empty] | 4470 | 821.9474 | 293.8824 | 566.55 | 456.1429 | 76.9286 | 744 | 1137.1429 | 191.3786 | 413.0513 | 842.9266 | 201.5745
[48 empty] | 4471 | 821.9474 | 293.8824 | 566.55 | 456.1429 | 76.9286 | 744 | 1137.1429 | 191.3786 | 413.0513 | 842.9266 | 201.5745
[48 empty] | 4472 | 821.9474 | 293.8824 | 566.55 | 456.1429 | 76.9286 | 744 | 1137.1429 | 191.3786 | 413.0513 | 842.9266 | 201.5745
[48 empty] | 4473 | 821.9474 | 293.8824 | 566.55 | 456.1429 | 76.9286 | 744 | 1137.1429 | 191.3786 | 413.0513 | 842.9266 | 201.5745
[48 empty] | 4474 | 821.9474 | 293.8824 | 566.55 | 456.1429 | 76.9286 | 744 | 1137.1429 | 191.3786 | 413.0513 | 842.9266 | 201.5745
[48 empty] | 4475 | 821.9474 | 293.8824 | 566.55 | 456.1429 | 76.9286 | 744 | 1137.1429 | 191.3786 | 413.0513 | 842.9266 | 201.5745
[48 empty] | 4476 | 821.9474 | 293.8824 | 566.55 | 456.1429 | 76.9286 | 744 | 1137.1429 | 191.3786 | 413.0513 | 842.9266 | 201.5745
[48 empty] | 4477 | 821.9474 | 293.8824 | 566.55 | 456.1429 | 76.9286 | 744 | 1137.1429 | 191.3786 | 413.0513 | 842.9266 | 201.5745
[48 empty] | 4478 | 821.9474 | 293.8824 | 566.55 | 456.1429 | 76.9286 | 744 | 1137.1429 | 191.3786 | 413.0513 | 842.9266 | 201.5745
[48 empty] | 4479 | 821.9474 | 293.8824 | 566.55 | 456.1429 | 76.9286 | 744 | 1137.1429 | 191.3786 | 413.0513 | 842.9266 | 201.5745
[48 empty] | 4480 | 821.9474 | 293.8824 | 566.55 | 456.1429 | 76.9286 | 744 | 1137.1429 | 191.3786 | 413.0513 | 842.9266 | 201.5745
[48 empty] | 4481 | 821.9474 | 293.8824 | 566.55 | 456.1429 | 76.9286 | 744 | 1137.1429 | 191.3786 | 413.0513 | 842.9266 | 201.5745
[48 empty] | 4482 | 821.9474 | 293.8824 | 566.55 | 456.1429 | 76.9286 | 744 | 1137.1429 | 191.3786 | 413.0513 | 842.9266 | 201.5745
[48 empty] | 4483 | 821.9474 | 293.8824 | 566.55 | 456.1429 | 76.9286 | 744 | 1137.1429 | 191.3786 | 413.0513 | 842.9266 | 201.5745
[48 empty] | 4484 | 821.9474 | 293.8824 | 566.55 | 456.1429 | 76.9286 | 744 | 1137.1429 | 191.3786 | 413.0513 | 842.9266 | 201.5745
[48 empty] | 4485 | 821.9474 | 293.8824 | 566.55 | 456.1429 | 76.9286 | 744 | 1137.1429 | 191.3786 | 413.0513 | 842.9266 | 201.5745
[48 empty] | 4486 | 821.9474 | 293.8824 | 566.55 | 456.1429 | 76.9286 | 744 | 1137.1429 | 191.3786 | 413.0513 | 842.9266 | 201.5745
[48 empty] | 4487 | 821.9474 | 293.8824 | 566.55 | 456.1429 | 76.9286 | 744 | 1137.1429 | 191.3786 | 413.0513 | 842.9266 | 201.5745
[48 empty] | 4488 | 821.9474 | 293.8824 | 566.55 | 456.1429 | 76.9286 | 744 | 1137.1429 | 191.3786 | 413.0513 | 842.9266 | 201.5745
[48 empty] | 4489 | 804.2105 | 288.0588 | 561.25 | 451.381 | 77.7462 | 753.6667 | 1132.0952 | 189.7273 | 409.9763 | 829.7041 | 196.4391
[48 empty] | 4490 | 804.2105 | 288.0588 | 561.25 | 451.381 | 77.7462 | 753.6667 | 1132.0952 | 189.7273 | 409.9763 | 829.7041 | 196.4391
[48 empty] | 4491 | 804.2105 | 288.0588 | 561.25 | 451.381 | 77.7462 | 753.6667 | 1132.0952 | 189.7273 | 409.9763 | 829.7041 | 196.4391
[48 empty] | 4492 | 804.2105 | 288.0588 | 561.25 | 451.381 | 77.7462 | 753.6667 | 1132.0952 | 189.7273 | 409.9763 | 829.7041 | 196.4391
[48 empty] | 4493 | 804.2105 | 288.0588 | 561.25 | 451.381 | 77.7462 | 753.6667 | 1132.0952 | 189.7273 | 409.9763 | 829.7041 | 196.4391
[48 empty] | 4494 | 804.2105 | 288.0588 | 561.25 | 451.381 | 77.7462 | 753.6667 | 1132.0952 | 189.7273 | 409.9763 | 829.7041 | 196.4391
[48 empty] | 4495 | 804.2105 | 288.0588 | 561.25 | 451.381 | 77.7462 | 753.6667 | 1132.0952 | 189.7273 | 409.9763 | 829.7041 | 196.4391
[48 empty] | 4496 | 804.2105 | 288.0588 | 561.25 | 451.381 | 77.7462 | 753.6667 | 1132.0952 | 189.7273 | 409.9763 | 829.7041 | 196.4391
[48 empty] | 4497 | 804.2105 | 288.0588 | 561.25 | 451.381 | 77.7462 | 753.6667 | 1132.0952 | 189.7273 | 409.9763 | 829.7041 | 196.4391
[48 empty] | 4498 | 804.2105 | 288.0588 | 561.25 | 451.381 | 77.7462 | 753.6667 | 1132.0952 | 189.7273 | 409.9763 | 829.7041 | 196.4391
[48 empty] | 4499 | 804.2105 | 288.0588 | 561.25 | 451.381 | 77.7462 | 753.6667 | 1132.0952 | 189.7273 | 409.9763 | 829.7041 | 196.4391
[48 empty] | 4500 | 804.2105 | 288.0588 | 561.25 | 451.381 | 77.7462 | 753.6667 | 1132.0952 | 189.7273 | 409.9763 | 829.7041 | 196.4391
[48 empty] | 4501 | 804.2105 | 288.0588 | 561.25 | 451.381 | 77.7462 | 753.6667 | 1132.0952 | 189.7273 | 409.9763 | 829.7041 | 196.4391
[48 empty] | 4502 | 804.2105 | 288.0588 | 561.25 | 451.381 | 77.7462 | 753.6667 | 1132.0952 | 189.7273 | 409.9763 | 829.7041 | 196.4391
[48 empty] | 4503 | 804.2105 | 288.0588 | 561.25 | 451.381 | 77.7462 | 753.6667 | 1132.0952 | 189.7273 | 409.9763 | 829.7041 | 196.4391
[48 empty] | 4504 | 804.2105 | 288.0588 | 561.25 | 451.381 | 77.7462 | 753.6667 | 1132.0952 | 189.7273 | 409.9763 | 829.7041 | 196.4391
[48 empty] | 4505 | 804.2105 | 288.0588 | 561.25 | 451.381 | 77.7462 | 753.6667 | 1132.0952 | 189.7273 | 409.9763 | 829.7041 | 196.4391
[48 empty] | 4506 | 804.2105 | 288.0588 | 561.25 | 451.381 | 77.7462 | 753.6667 | 1132.0952 | 189.7273 | 409.9763 | 829.7041 | 196.4391
[48 empty] | 4507 | 804.2105 | 288.0588 | 561.25 | 451.381 | 77.7462 | 753.6667 | 1132.0952 | 189.7273 | 409.9763 | 829.7041 | 196.4391
[48 empty] | 4508 | 804.2105 | 288.0588 | 561.25 | 451.381 | 77.7462 | 753.6667 | 1132.0952 | 189.7273 | 409.9763 | 829.7041 | 196.4391
[48 empty] | 4509 | 804.2105 | 288.0588 | 561.25 | 451.381 | 77.7462 | 753.6667 | 1132.0952 | 189.7273 | 409.9763 | 829.7041 | 196.4391
[48 empty] | 4510 | 804.2105 | 288.0588 | 561.25 | 451.381 | 77.7462 | 753.6667 | 1132.0952 | 189.7273 | 409.9763 | 829.7041 | 196.4391
[48 empty] | 4511 | 804.2105 | 288.0588 | 561.25 | 451.381 | 77.7462 | 753.6667 | 1132.0952 | 189.7273 | 409.9763 | 829.7041 | 196.4391
[48 empty] | 4512 | 804.2105 | 288.0588 | 561.25 | 451.381 | 77.7462 | 753.6667 | 1132.0952 | 189.7273 | 409.9763 | 829.7041 | 196.4391
[48 empty] | 4513 | 783.7895 | 283 | 556.2 | 446.3333 | 75.9385 | 730.5 | 1128.5714 | 187.7895 | 412.7819 | 817.1332 | 193.5739
[48 empty] | 4514 | 783.7895 | 283 | 556.2 | 446.3333 | 75.9385 | 730.5 | 1128.5714 | 187.7895 | 412.7819 | 817.1332 | 193.5739
[48 empty] | 4515 | 783.7895 | 283 | 556.2 | 446.3333 | 75.9385 | 730.5 | 1128.5714 | 187.7895 | 412.7819 | 817.1332 | 193.5739
[48 empty] | 4516 | 783.7895 | 283 | 556.2 | 446.3333 | 75.9385 | 730.5 | 1128.5714 | 187.7895 | 412.7819 | 817.1332 | 193.5739
[48 empty] | 4517 | 783.7895 | 283 | 556.2 | 446.3333 | 75.9385 | 730.5 | 1128.5714 | 187.7895 | 412.7819 | 817.1332 | 193.5739
[48 empty] | 4518 | 783.7895 | 283 | 556.2 | 446.3333 | 75.9385 | 730.5 | 1128.5714 | 187.7895 | 412.7819 | 817.1332 | 193.5739
[48 empty] | 4519 | 783.7895 | 283 | 556.2 | 446.3333 | 75.9385 | 730.5 | 1128.5714 | 187.7895 | 412.7819 | 817.1332 | 193.5739
[48 empty] | 4520 | 783.7895 | 283 | 556.2 | 446.3333 | 75.9385 | 730.5 | 1128.5714 | 187.7895 | 412.7819 | 817.1332 | 193.5739
[48 empty] | 4521 | 783.7895 | 283 | 556.2 | 446.3333 | 75.9385 | 730.5 | 1128.5714 | 187.7895 | 412.7819 | 817.1332 | 193.5739
[48 empty] | 4522 | 783.7895 | 283 | 556.2 | 446.3333 | 75.9385 | 730.5 | 1128.5714 | 187.7895 | 412.7819 | 817.1332 | 193.5739
[48 empty] | 4523 | 783.7895 | 283 | 556.2 | 446.3333 | 75.9385 | 730.5 | 1128.5714 | 187.7895 | 412.7819 | 817.1332 | 193.5739
[48 empty] | 4524 | 783.7895 | 283 | 556.2 | 446.3333 | 75.9385 | 730.5 | 1128.5714 | 187.7895 | 412.7819 | 817.1332 | 193.5739
[48 empty] | 4525 | 783.7895 | 283 | 556.2 | 446.3333 | 75.9385 | 730.5 | 1128.5714 | 187.7895 | 412.7819 | 817.1332 | 193.5739
[48 empty] | 4526 | 783.7895 | 283 | 556.2 | 446.3333 | 75.9385 | 730.5 | 1128.5714 | 187.7895 | 412.7819 | 817.1332 | 193.5739
[48 empty] | 4527 | 783.7895 | 283 | 556.2 | 446.3333 | 75.9385 | 730.5 | 1128.5714 | 187.7895 | 412.7819 | 817.1332 | 193.5739
[48 empty] | 4528 | 783.7895 | 283 | 556.2 | 446.3333 | 75.9385 | 730.5 | 1128.5714 | 187.7895 | 412.7819 | 817.1332 | 193.5739
[48 empty] | 4529 | 783.7895 | 283 | 556.2 | 446.3333 | 75.9385 | 730.5 | 1128.5714 | 187.7895 | 412.7819 | 817.1332 | 193.5739
[48 empty] | 4530 | 783.7895 | 283 | 556.2 | 446.3333 | 75.9385 | 730.5 | 1128.5714 | 187.7895 | 412.7819 | 817.1332 | 193.5739
[48 empty] | 4531 | 783.7895 | 283 | 556.2 | 446.3333 | 75.9385 | 730.5 | 1128.5714 | 187.7895 | 412.7819 | 817.1332 | 193.5739
[48 empty] | 4532 | 783.7895 | 283 | 556.2 | 446.3333 | 75.9385 | 730.5 | 1128.5714 | 187.7895 | 412.7819 | 817.1332 | 193.5739
[48 empty] | 4533 | 783.7895 | 283 | 556.2 | 446.3333 | 75.9385 | 730.5 | 1128.5714 | 187.7895 | 412.7819 | 817.1332 | 193.5739
[48 empty] | 4534 | 783.7895 | 283 | 556.2 | 446.3333 | 75.9385 | 730.5 | 1128.5714 | 187.7895 | 412.7819 | 817.1332 | 193.5739
[48 empty] | 4535 | 783.7895 | 283 | 556.2 | 446.3333 | 75.9385 | 730.5 | 1128.5714 | 187.7895 | 412.7819 | 817.1332 | 193.5739
[48 empty] | 4536 | 783.7895 | 283 | 556.2 | 446.3333 | 75.9385 | 730.5 | 1128.5714 | 187.7895 | 412.7819 | 817.1332 | 193.5739
[48 empty] | 4537 | 775.4737 | 277 | 550.2 | 441.9524 | 73.9462 | 721.6 | 1123.6667 | 187.8235 | 407.6619 | 801.5736 | 189.747
[48 empty] | 4538 | 775.4737 | 277 | 550.2 | 441.9524 | 73.9462 | 721.6 | 1123.6667 | 187.8235 | 407.6619 | 801.5736 | 189.747
[48 empty] | 4539 | 775.4737 | 277 | 550.2 | 441.9524 | 73.9462 | 721.6 | 1123.6667 | 187.8235 | 407.6619 | 801.5736 | 189.747
[48 empty] | 4540 | 775.4737 | 277 | 550.2 | 441.9524 | 73.9462 | 721.6 | 1123.6667 | 187.8235 | 407.6619 | 801.5736 | 189.747
[48 empty] | 4541 | 775.4737 | 277 | 550.2 | 441.9524 | 73.9462 | 721.6 | 1123.6667 | 187.8235 | 407.6619 | 801.5736 | 189.747
[48 empty] | 4542 | 775.4737 | 277 | 550.2 | 441.9524 | 73.9462 | 721.6 | 1123.6667 | 187.8235 | 407.6619 | 801.5736 | 189.747
[48 empty] | 4543 | 775.4737 | 277 | 550.2 | 441.9524 | 73.9462 | 721.6 | 1123.6667 | 187.8235 | 407.6619 | 801.5736 | 189.747
[48 empty] | 4544 | 775.4737 | 277 | 550.2 | 441.9524 | 73.9462 | 721.6 | 1123.6667 | 187.8235 | 407.6619 | 801.5736 | 189.747
[48 empty] | 4545 | 775.4737 | 277 | 550.2 | 441.9524 | 73.9462 | 721.6 | 1123.6667 | 187.8235 | 407.6619 | 801.5736 | 189.747
[48 empty] | 4546 | 775.4737 | 277 | 550.2 | 441.9524 | 73.9462 | 721.6 | 1123.6667 | 187.8235 | 407.6619 | 801.5736 | 189.747
[48 empty] | 4547 | 775.4737 | 277 | 550.2 | 441.9524 | 73.9462 | 721.6 | 1123.6667 | 187.8235 | 407.6619 | 801.5736 | 189.747
[48 empty] | 4548 | 775.4737 | 277 | 550.2 | 441.9524 | 73.9462 | 721.6 | 1123.6667 | 187.8235 | 407.6619 | 801.5736 | 189.747
[48 empty] | 4549 | 775.4737 | 277 | 550.2 | 441.9524 | 73.9462 | 721.6 | 1123.6667 | 187.8235 | 407.6619 | 801.5736 | 189.747
[48 empty] | 4550 | 775.4737 | 277 | 550.2 | 441.9524 | 73.9462 | 721.6 | 1123.6667 | 187.8235 | 407.6619 | 801.5736 | 189.747
[48 empty] | 4551 | 775.4737 | 277 | 550.2 | 441.9524 | 73.9462 | 721.6 | 1123.6667 | 187.8235 | 407.6619 | 801.5736 | 189.747
[48 empty] | 4552 | 775.4737 | 277 | 550.2 | 441.9524 | 73.9462 | 721.6 | 1123.6667 | 187.8235 | 407.6619 | 801.5736 | 189.747
[48 empty] | 4553 | 775.4737 | 277 | 550.2 | 441.9524 | 73.9462 | 721.6 | 1123.6667 | 187.8235 | 407.6619 | 801.5736 | 189.747
[48 empty] | 4554 | 775.4737 | 277 | 550.2 | 441.9524 | 73.9462 | 721.6 | 1123.6667 | 187.8235 | 407.6619 | 801.5736 | 189.747
[48 empty] | 4555 | 775.4737 | 277 | 550.2 | 441.9524 | 73.9462 | 721.6 | 1123.6667 | 187.8235 | 407.6619 | 801.5736 | 189.747
[48 empty] | 4556 | 775.4737 | 277 | 550.2 | 441.9524 | 73.9462 | 721.6 | 1123.6667 | 187.8235 | 407.6619 | 801.5736 | 189.747
[48 empty] | 4557 | 775.4737 | 277 | 550.2 | 441.9524 | 73.9462 | 721.6 | 1123.6667 | 187.8235 | 407.6619 | 801.5736 | 189.747
[48 empty] | 4558 | 775.4737 | 277 | 550.2 | 441.9524 | 73.9462 | 721.6 | 1123.6667 | 187.8235 | 407.6619 | 801.5736 | 189.747
[48 empty] | 4559 | 775.4737 | 277 | 550.2 | 441.9524 | 73.9462 | 721.6 | 1123.6667 | 187.8235 | 407.6619 | 801.5736 | 189.747
[48 empty] | 4560 | 775.4737 | 277 | 550.2 | 441.9524 | 73.9462 | 721.6 | 1123.6667 | 187.8235 | 407.6619 | 801.5736 | 189.747
[48 empty] | 4561 | 745 | 273.2941 | 546.05 | 436.5238 | 72.8615 | 714.9 | 1119.5238 | 184.5253 | 401.9429 | 808.6816 | 188.73
[48 empty] | 4562 | 745 | 273.2941 | 546.05 | 436.5238 | 72.8615 | 714.9 | 1119.5238 | 184.5253 | 401.9429 | 808.6816 | 188.73
[48 empty] | 4563 | 745 | 273.2941 | 546.05 | 436.5238 | 72.8615 | 714.9 | 1119.5238 | 184.5253 | 401.9429 | 808.6816 | 188.73
[48 empty] | 4564 | 745 | 273.2941 | 546.05 | 436.5238 | 72.8615 | 714.9 | 1119.5238 | 184.5253 | 401.9429 | 808.6816 | 188.73
[48 empty] | 4565 | 745 | 273.2941 | 546.05 | 436.5238 | 72.8615 | 714.9 | 1119.5238 | 184.5253 | 401.9429 | 808.6816 | 188.73
[48 empty] | 4566 | 745 | 273.2941 | 546.05 | 436.5238 | 72.8615 | 714.9 | 1119.5238 | 184.5253 | 401.9429 | 808.6816 | 188.73
[48 empty] | 4567 | 745 | 273.2941 | 546.05 | 436.5238 | 72.8615 | 714.9 | 1119.5238 | 184.5253 | 401.9429 | 808.6816 | 188.73
[48 empty] | 4568 | 745 | 273.2941 | 546.05 | 436.5238 | 72.8615 | 714.9 | 1119.5238 | 184.5253 | 401.9429 | 808.6816 | 188.73
[48 empty] | 4569 | 745 | 273.2941 | 546.05 | 436.5238 | 72.8615 | 714.9 | 1119.5238 | 184.5253 | 401.9429 | 808.6816 | 188.73
[48 empty] | 4570 | 745 | 273.2941 | 546.05 | 436.5238 | 72.8615 | 714.9 | 1119.5238 | 184.5253 | 401.9429 | 808.6816 | 188.73
[48 empty] | 4571 | 745 | 273.2941 | 546.05 | 436.5238 | 72.8615 | 714.9 | 1119.5238 | 184.5253 | 401.9429 | 808.6816 | 188.73
[48 empty] | 4572 | 745 | 273.2941 | 546.05 | 436.5238 | 72.8615 | 714.9 | 1119.5238 | 184.5253 | 401.9429 | 808.6816 | 188.73
[48 empty] | 4573 | 745 | 273.2941 | 546.05 | 436.5238 | 72.8615 | 714.9 | 1119.5238 | 184.5253 | 401.9429 | 808.6816 | 188.73
[48 empty] | 4574 | 745 | 273.2941 | 546.05 | 436.5238 | 72.8615 | 714.9 | 1119.5238 | 184.5253 | 401.9429 | 808.6816 | 188.73
[48 empty] | 4575 | 745 | 273.2941 | 546.05 | 436.5238 | 72.8615 | 714.9 | 1119.5238 | 184.5253 | 401.9429 | 808.6816 | 188.73
[48 empty] | 4576 | 745 | 273.2941 | 546.05 | 436.5238 | 72.8615 | 714.9 | 1119.5238 | 184.5253 | 401.9429 | 808.6816 | 188.73
[48 empty] | 4577 | 745 | 273.2941 | 546.05 | 436.5238 | 72.8615 | 714.9 | 1119.5238 | 184.5253 | 401.9429 | 808.6816 | 188.73
[48 empty] | 4578 | 745 | 273.2941 | 546.05 | 436.5238 | 72.8615 | 714.9 | 1119.5238 | 184.5253 | 401.9429 | 808.6816 | 188.73
[48 empty] | 4579 | 745 | 273.2941 | 546.05 | 436.5238 | 72.8615 | 714.9 | 1119.5238 | 184.5253 | 401.9429 | 808.6816 | 188.73
[48 empty] | 4580 | 745 | 273.2941 | 546.05 | 436.5238 | 72.8615 | 714.9 | 1119.5238 | 184.5253 | 401.9429 | 808.6816 | 188.73
[48 empty] | 4581 | 745 | 273.2941 | 546.05 | 436.5238 | 72.8615 | 714.9 | 1119.5238 | 184.5253 | 401.9429 | 808.6816 | 188.73
[48 empty] | 4582 | 745 | 273.2941 | 546.05 | 436.5238 | 72.8615 | 714.9 | 1119.5238 | 184.5253 | 401.9429 | 808.6816 | 188.73
[48 empty] | 4583 | 745 | 273.2941 | 546.05 | 436.5238 | 72.8615 | 714.9 | 1119.5238 | 184.5253 | 401.9429 | 808.6816 | 188.73
[48 empty] | 4584 | 745 | 273.2941 | 546.05 | 436.5238 | 72.8615 | 714.9 | 1119.5238 | 184.5253 | 401.9429 | 808.6816 | 188.73
[48 empty] | 4585 | 727.3158 | 270.3529 | 541.75 | 433 | 70.8615 | 706.25 | 1115.5238 | 182.3102 | 404.7035 | 821.3995 | 188.998
[48 empty] | 4586 | 727.3158 | 270.3529 | 541.75 | 433 | 70.8615 | 706.25 | 1115.5238 | 182.3102 | 404.7035 | 821.3995 | 188.998
[48 empty] | 4587 | 727.3158 | 270.3529 | 541.75 | 433 | 70.8615 | 706.25 | 1115.5238 | 182.3102 | 404.7035 | 821.3995 | 188.998
[48 empty] | 4588 | 727.3158 | 270.3529 | 541.75 | 433 | 70.8615 | 706.25 | 1115.5238 | 182.3102 | 404.7035 | 821.3995 | 188.998
[48 empty] | 4589 | 727.3158 | 270.3529 | 541.75 | 433 | 70.8615 | 706.25 | 1115.5238 | 182.3102 | 404.7035 | 821.3995 | 188.998
[48 empty] | 4590 | 727.3158 | 270.3529 | 541.75 | 433 | 70.8615 | 706.25 | 1115.5238 | 182.3102 | 404.7035 | 821.3995 | 188.998
[48 empty] | 4591 | 727.3158 | 270.3529 | 541.75 | 433 | 70.8615 | 706.25 | 1115.5238 | 182.3102 | 404.7035 | 821.3995 | 188.998
[48 empty] | 4592 | 727.3158 | 270.3529 | 541.75 | 433 | 70.8615 | 706.25 | 1115.5238 | 182.3102 | 404.7035 | 821.3995 | 188.998
[48 empty] | 4593 | 727.3158 | 270.3529 | 541.75 | 433 | 70.8615 | 706.25 | 1115.5238 | 182.3102 | 404.7035 | 821.3995 | 188.998
[48 empty] | 4594 | 727.3158 | 270.3529 | 541.75 | 433 | 70.8615 | 706.25 | 1115.5238 | 182.3102 | 404.7035 | 821.3995 | 188.998
[48 empty] | 4595 | 727.3158 | 270.3529 | 541.75 | 433 | 70.8615 | 706.25 | 1115.5238 | 182.3102 | 404.7035 | 821.3995 | 188.998
[48 empty] | 4596 | 727.3158 | 270.3529 | 541.75 | 433 | 70.8615 | 706.25 | 1115.5238 | 182.3102 | 404.7035 | 821.3995 | 188.998
[48 empty] | 4597 | 727.3158 | 270.3529 | 541.75 | 433 | 70.8615 | 706.25 | 1115.5238 | 182.3102 | 404.7035 | 821.3995 | 188.998
[48 empty] | 4598 | 727.3158 | 270.3529 | 541.75 | 433 | 70.8615 | 706.25 | 1115.5238 | 182.3102 | 404.7035 | 821.3995 | 188.998
[48 empty] | 4599 | 727.3158 | 270.3529 | 541.75 | 433 | 70.8615 | 706.25 | 1115.5238 | 182.3102 | 404.7035 | 821.3995 | 188.998
[48 empty] | 4600 | 727.3158 | 270.3529 | 541.75 | 433 | 70.8615 | 706.25 | 1115.5238 | 182.3102 | 404.7035 | 821.3995 | 188.998
[48 empty] | 4601 | 727.3158 | 270.3529 | 541.75 | 433 | 70.8615 | 706.25 | 1115.5238 | 182.3102 | 404.7035 | 821.3995 | 188.998
[48 empty] | 4602 | 727.3158 | 270.3529 | 541.75 | 433 | 70.8615 | 706.25 | 1115.5238 | 182.3102 | 404.7035 | 821.3995 | 188.998
[48 empty] | 4603 | 727.3158 | 270.3529 | 541.75 | 433 | 70.8615 | 706.25 | 1115.5238 | 182.3102 | 404.7035 | 821.3995 | 188.998
[48 empty] | 4604 | 727.3158 | 270.3529 | 541.75 | 433 | 70.8615 | 706.25 | 1115.5238 | 182.3102 | 404.7035 | 821.3995 | 188.998
[48 empty] | 4605 | 727.3158 | 270.3529 | 541.75 | 433 | 70.8615 | 706.25 | 1115.5238 | 182.3102 | 404.7035 | 821.3995 | 188.998
[48 empty] | 4606 | 727.3158 | 270.3529 | 541.75 | 433 | 70.8615 | 706.25 | 1115.5238 | 182.3102 | 404.7035 | 821.3995 | 188.998
[48 empty] | 4607 | 727.3158 | 270.3529 | 541.75 | 433 | 70.8615 | 706.25 | 1115.5238 | 182.3102 | 404.7035 | 821.3995 | 188.998
[48 empty] | 4608 | 727.3158 | 270.3529 | 541.75 | 433 | 70.8615 | 706.25 | 1115.5238 | 182.3102 | 404.7035 | 821.3995 | 188.998
[48 empty] | 4609 | 714.2105 | 268.2353 | 537.35 | 429.4286 | 68.7308 | 694.95 | 1109.7619 | 179.7 | 404.158 | 830.0134 | 190.8307
[48 empty] | 4610 | 714.2105 | 268.2353 | 537.35 | 429.4286 | 68.7308 | 694.95 | 1109.7619 | 179.7 | 404.158 | 830.0134 | 190.8307
[48 empty] | 4611 | 714.2105 | 268.2353 | 537.35 | 429.4286 | 68.7308 | 694.95 | 1109.7619 | 179.7 | 404.158 | 830.0134 | 190.8307
[48 empty] | 4612 | 714.2105 | 268.2353 | 537.35 | 429.4286 | 68.7308 | 694.95 | 1109.7619 | 179.7 | 404.158 | 830.0134 | 190.8307
[48 empty] | 4613 | 714.2105 | 268.2353 | 537.35 | 429.4286 | 68.7308 | 694.95 | 1109.7619 | 179.7 | 404.158 | 830.0134 | 190.8307
[48 empty] | 4614 | 714.2105 | 268.2353 | 537.35 | 429.4286 | 68.7308 | 694.95 | 1109.7619 | 179.7 | 404.158 | 830.0134 | 190.8307
[48 empty] | 4615 | 714.2105 | 268.2353 | 537.35 | 429.4286 | 68.7308 | 694.95 | 1109.7619 | 179.7 | 404.158 | 830.0134 | 190.8307
[48 empty] | 4616 | 714.2105 | 268.2353 | 537.35 | 429.4286 | 68.7308 | 694.95 | 1109.7619 | 179.7 | 404.158 | 830.0134 | 190.8307
[48 empty] | 4617 | 714.2105 | 268.2353 | 537.35 | 429.4286 | 68.7308 | 694.95 | 1109.7619 | 179.7 | 404.158 | 830.0134 | 190.8307
[48 empty] | 4618 | 714.2105 | 268.2353 | 537.35 | 429.4286 | 68.7308 | 694.95 | 1109.7619 | 179.7 | 404.158 | 830.0134 | 190.8307
[48 empty] | 4619 | 714.2105 | 268.2353 | 537.35 | 429.4286 | 68.7308 | 694.95 | 1109.7619 | 179.7 | 404.158 | 830.0134 | 190.8307
[48 empty] | 4620 | 714.2105 | 268.2353 | 537.35 | 429.4286 | 68.7308 | 694.95 | 1109.7619 | 179.7 | 404.158 | 830.0134 | 190.8307
[48 empty] | 4621 | 714.2105 | 268.2353 | 537.35 | 429.4286 | 68.7308 | 694.95 | 1109.7619 | 179.7 | 404.158 | 830.0134 | 190.8307
[48 empty] | 4622 | 714.2105 | 268.2353 | 537.35 | 429.4286 | 68.7308 | 694.95 | 1109.7619 | 179.7 | 404.158 | 830.0134 | 190.8307
[48 empty] | 4623 | 714.2105 | 268.2353 | 537.35 | 429.4286 | 68.7308 | 694.95 | 1109.7619 | 179.7 | 404.158 | 830.0134 | 190.8307
[48 empty] | 4624 | 714.2105 | 268.2353 | 537.35 | 429.4286 | 68.7308 | 694.95 | 1109.7619 | 179.7 | 404.158 | 830.0134 | 190.8307
[48 empty] | 4625 | 714.2105 | 268.2353 | 537.35 | 429.4286 | 68.7308 | 694.95 | 1109.7619 | 179.7 | 404.158 | 830.0134 | 190.8307
[48 empty] | 4626 | 714.2105 | 268.2353 | 537.35 | 429.4286 | 68.7308 | 694.95 | 1109.7619 | 179.7 | 404.158 | 830.0134 | 190.8307
[48 empty] | 4627 | 714.2105 | 268.2353 | 537.35 | 429.4286 | 68.7308 | 694.95 | 1109.7619 | 179.7 | 404.158 | 830.0134 | 190.8307
[48 empty] | 4628 | 714.2105 | 268.2353 | 537.35 | 429.4286 | 68.7308 | 694.95 | 1109.7619 | 179.7 | 404.158 | 830.0134 | 190.8307
[48 empty] | 4629 | 714.2105 | 268.2353 | 537.35 | 429.4286 | 68.7308 | 694.95 | 1109.7619 | 179.7 | 404.158 | 830.0134 | 190.8307
[48 empty] | 4630 | 714.2105 | 268.2353 | 537.35 | 429.4286 | 68.7308 | 694.95 | 1109.7619 | 179.7 | 404.158 | 830.0134 | 190.8307
[48 empty] | 4631 | 714.2105 | 268.2353 | 537.35 | 429.4286 | 68.7308 | 694.95 | 1109.7619 | 179.7 | 404.158 | 830.0134 | 190.8307
[48 empty] | 4632 | 714.2105 | 268.2353 | 537.35 | 429.4286 | 68.7308 | 694.95 | 1109.7619 | 179.7 | 404.158 | 830.0134 | 190.8307
[48 empty] | 4633 | 707.6842 | 283.5 | 533.05 | 425.1905 | 66.1154 | 686 | 1109.4762 | 177.422 | 399.4572 | 835.1227 | 196.6955
[48 empty] | 4634 | 707.6842 | 283.5 | 533.05 | 425.1905 | 66.1154 | 686 | 1109.4762 | 177.422 | 399.4572 | 835.1227 | 196.6955
[48 empty] | 4635 | 707.6842 | 283.5 | 533.05 | 425.1905 | 66.1154 | 686 | 1109.4762 | 177.422 | 399.4572 | 835.1227 | 196.6955
[48 empty] | 4636 | 707.6842 | 283.5 | 533.05 | 425.1905 | 66.1154 | 686 | 1109.4762 | 177.422 | 399.4572 | 835.1227 | 196.6955
[48 empty] | 4637 | 707.6842 | 283.5 | 533.05 | 425.1905 | 66.1154 | 686 | 1109.4762 | 177.422 | 399.4572 | 835.1227 | 196.6955
[48 empty] | 4638 | 707.6842 | 283.5 | 533.05 | 425.1905 | 66.1154 | 686 | 1109.4762 | 177.422 | 399.4572 | 835.1227 | 196.6955
[48 empty] | 4639 | 707.6842 | 283.5 | 533.05 | 425.1905 | 66.1154 | 686 | 1109.4762 | 177.422 | 399.4572 | 835.1227 | 196.6955
[48 empty] | 4640 | 707.6842 | 283.5 | 533.05 | 425.1905 | 66.1154 | 686 | 1109.4762 | 177.422 | 399.4572 | 835.1227 | 196.6955
[48 empty] | 4641 | 707.6842 | 283.5 | 533.05 | 425.1905 | 66.1154 | 686 | 1109.4762 | 177.422 | 399.4572 | 835.1227 | 196.6955
[48 empty] | 4642 | 707.6842 | 283.5 | 533.05 | 425.1905 | 66.1154 | 686 | 1109.4762 | 177.422 | 399.4572 | 835.1227 | 196.6955
[48 empty] | 4643 | 707.6842 | 283.5 | 533.05 | 425.1905 | 66.1154 | 686 | 1109.4762 | 177.422 | 399.4572 | 835.1227 | 196.6955
[48 empty] | 4644 | 707.6842 | 283.5 | 533.05 | 425.1905 | 66.1154 | 686 | 1109.4762 | 177.422 | 399.4572 | 835.1227 | 196.6955
[48 empty] | 4645 | 707.6842 | 283.5 | 533.05 | 425.1905 | 66.1154 | 686 | 1109.4762 | 177.422 | 399.4572 | 835.1227 | 196.6955
[48 empty] | 4646 | 707.6842 | 283.5 | 533.05 | 425.1905 | 66.1154 | 686 | 1109.4762 | 177.422 | 399.4572 | 835.1227 | 196.6955
[48 empty] | 4647 | 707.6842 | 283.5 | 533.05 | 425.1905 | 66.1154 | 686 | 1109.4762 | 177.422 | 399.4572 | 835.1227 | 196.6955
[48 empty] | 4648 | 707.6842 | 283.5 | 533.05 | 425.1905 | 66.1154 | 686 | 1109.4762 | 177.422 | 399.4572 | 835.1227 | 196.6955
[48 empty] | 4649 | 707.6842 | 283.5 | 533.05 | 425.1905 | 66.1154 | 686 | 1109.4762 | 177.422 | 399.4572 | 835.1227 | 196.6955
[48 empty] | 4650 | 707.6842 | 283.5 | 533.05 | 425.1905 | 66.1154 | 686 | 1109.4762 | 177.422 | 399.4572 | 835.1227 | 196.6955
[48 empty] | 4651 | 707.6842 | 283.5 | 533.05 | 425.1905 | 66.1154 | 686 | 1109.4762 | 177.422 | 399.4572 | 835.1227 | 196.6955
[48 empty] | 4652 | 707.6842 | 283.5 | 533.05 | 425.1905 | 66.1154 | 686 | 1109.4762 | 177.422 | 399.4572 | 835.1227 | 196.6955
[48 empty] | 4653 | 707.6842 | 283.5 | 533.05 | 425.1905 | 66.1154 | 686 | 1109.4762 | 177.422 | 399.4572 | 835.1227 | 196.6955
[48 empty] | 4654 | 707.6842 | 283.5 | 533.05 | 425.1905 | 66.1154 | 686 | 1109.4762 | 177.422 | 399.4572 | 835.1227 | 196.6955
[48 empty] | 4655 | 707.6842 | 283.5 | 533.05 | 425.1905 | 66.1154 | 686 | 1109.4762 | 177.422 | 399.4572 | 835.1227 | 196.6955
[48 empty] | 4656 | 707.6842 | 283.5 | 533.05 | 425.1905 | 66.1154 | 686 | 1109.4762 | 177.422 | 399.4572 | 835.1227 | 196.6955
[48 empty] | 4657 | 703.8947 | 279.6111 | 529.9 | 420.8095 | 64.2154 | 673.75 | 1108.1429 | 176.9118 | 397.2938 | 843.0265 | 202.0945
[48 empty] | 4658 | 703.8947 | 279.6111 | 529.9 | 420.8095 | 64.2154 | 673.75 | 1108.1429 | 176.9118 | 397.2938 | 843.0265 | 202.0945
[48 empty] | 4659 | 703.8947 | 279.6111 | 529.9 | 420.8095 | 64.2154 | 673.75 | 1108.1429 | 176.9118 | 397.2938 | 843.0265 | 202.0945
[48 empty] | 4660 | 703.8947 | 279.6111 | 529.9 | 420.8095 | 64.2154 | 673.75 | 1108.1429 | 176.9118 | 397.2938 | 843.0265 | 202.0945
[48 empty] | 4661 | 703.8947 | 279.6111 | 529.9 | 420.8095 | 64.2154 | 673.75 | 1108.1429 | 176.9118 | 397.2938 | 843.0265 | 202.0945
[48 empty] | 4662 | 703.8947 | 279.6111 | 529.9 | 420.8095 | 64.2154 | 673.75 | 1108.1429 | 176.9118 | 397.2938 | 843.0265 | 202.0945
[48 empty] | 4663 | 703.8947 | 279.6111 | 529.9 | 420.8095 | 64.2154 | 673.75 | 1108.1429 | 176.9118 | 397.2938 | 843.0265 | 202.0945
[48 empty] | 4664 | 703.8947 | 279.6111 | 529.9 | 420.8095 | 64.2154 | 673.75 | 1108.1429 | 176.9118 | 397.2938 | 843.0265 | 202.0945
[48 empty] | 4665 | 703.8947 | 279.6111 | 529.9 | 420.8095 | 64.2154 | 673.75 | 1108.1429 | 176.9118 | 397.2938 | 843.0265 | 202.0945
[48 empty] | 4666 | 703.8947 | 279.6111 | 529.9 | 420.8095 | 64.2154 | 673.75 | 1108.1429 | 176.9118 | 397.2938 | 843.0265 | 202.0945
[48 empty] | 4667 | 703.8947 | 279.6111 | 529.9 | 420.8095 | 64.2154 | 673.75 | 1108.1429 | 176.9118 | 397.2938 | 843.0265 | 202.0945
[48 empty] | 4668 | 703.8947 | 279.6111 | 529.9 | 420.8095 | 64.2154 | 673.75 | 1108.1429 | 176.9118 | 397.2938 | 843.0265 | 202.0945
[48 empty] | 4669 | 703.8947 | 279.6111 | 529.9 | 420.8095 | 64.2154 | 673.75 | 1108.1429 | 176.9118 | 397.2938 | 843.0265 | 202.0945
[48 empty] | 4670 | 703.8947 | 279.6111 | 529.9 | 420.8095 | 64.2154 | 673.75 | 1108.1429 | 176.9118 | 397.2938 | 843.0265 | 202.0945
[48 empty] | 4671 | 703.8947 | 279.6111 | 529.9 | 420.8095 | 64.2154 | 673.75 | 1108.1429 | 176.9118 | 397.2938 | 843.0265 | 202.0945
[48 empty] | 4672 | 703.8947 | 279.6111 | 529.9 | 420.8095 | 64.2154 | 673.75 | 1108.1429 | 176.9118 | 397.2938 | 843.0265 | 202.0945
[48 empty] | 4673 | 703.8947 | 279.6111 | 529.9 | 420.8095 | 64.2154 | 673.75 | 1108.1429 | 176.9118 | 397.2938 | 843.0265 | 202.0945
[48 empty] | 4674 | 703.8947 | 279.6111 | 529.9 | 420.8095 | 64.2154 | 673.75 | 1108.1429 | 176.9118 | 397.2938 | 843.0265 | 202.0945
[48 empty] | 4675 | 703.8947 | 279.6111 | 529.9 | 420.8095 | 64.2154 | 673.75 | 1108.1429 | 176.9118 | 397.2938 | 843.0265 | 202.0945
[48 empty] | 4676 | 703.8947 | 279.6111 | 529.9 | 420.8095 | 64.2154 | 673.75 | 1108.1429 | 176.9118 | 397.2938 | 843.0265 | 202.0945
[48 empty] | 4677 | 703.8947 | 279.6111 | 529.9 | 420.8095 | 64.2154 | 673.75 | 1108.1429 | 176.9118 | 397.2938 | 843.0265 | 202.0945
[48 empty] | 4678 | 703.8947 | 279.6111 | 529.9 | 420.8095 | 64.2154 | 673.75 | 1108.1429 | 176.9118 | 397.2938 | 843.0265 | 202.0945
[48 empty] | 4679 | 703.8947 | 279.6111 | 529.9 | 420.8095 | 64.2154 | 673.75 | 1108.1429 | 176.9118 | 397.2938 | 843.0265 | 202.0945
[48 empty] | 4680 | 703.8947 | 279.6111 | 529.9 | 420.8095 | 64.2154 | 673.75 | 1108.1429 | 176.9118 | 397.2938 | 843.0265 | 202.0945
[48 empty] | 4681 | 700.4211 | 275.3889 | 525.5 | 416.9524 | 62.7077 | 660.7 | 1102.7143 | 176.5604 | 405.7379 | 846.3777 | 201.5763
[48 empty] | 4682 | 700.4211 | 275.3889 | 525.5 | 416.9524 | 62.7077 | 660.7 | 1102.7143 | 176.5604 | 405.7379 | 846.3777 | 201.5763
[48 empty] | 4683 | 700.4211 | 275.3889 | 525.5 | 416.9524 | 62.7077 | 660.7 | 1102.7143 | 176.5604 | 405.7379 | 846.3777 | 201.5763
[48 empty] | 4684 | 700.4211 | 275.3889 | 525.5 | 416.9524 | 62.7077 | 660.7 | 1102.7143 | 176.5604 | 405.7379 | 846.3777 | 201.5763
[48 empty] | 4685 | 700.4211 | 275.3889 | 525.5 | 416.9524 | 62.7077 | 660.7 | 1102.7143 | 176.5604 | 405.7379 | 846.3777 | 201.5763
[48 empty] | 4686 | 700.4211 | 275.3889 | 525.5 | 416.9524 | 62.7077 | 660.7 | 1102.7143 | 176.5604 | 405.7379 | 846.3777 | 201.5763
[48 empty] | 4687 | 700.4211 | 275.3889 | 525.5 | 416.9524 | 62.7077 | 660.7 | 1102.7143 | 176.5604 | 405.7379 | 846.3777 | 201.5763
[48 empty] | 4688 | 700.4211 | 275.3889 | 525.5 | 416.9524 | 62.7077 | 660.7 | 1102.7143 | 176.5604 | 405.7379 | 846.3777 | 201.5763
[48 empty] | 4689 | 700.4211 | 275.3889 | 525.5 | 416.9524 | 62.7077 | 660.7 | 1102.7143 | 176.5604 | 405.7379 | 846.3777 | 201.5763
[48 empty] | 4690 | 700.4211 | 275.3889 | 525.5 | 416.9524 | 62.7077 | 660.7 | 1102.7143 | 176.5604 | 405.7379 | 846.3777 | 201.5763
[48 empty] | 4691 | 700.4211 | 275.3889 | 525.5 | 416.9524 | 62.7077 | 660.7 | 1102.7143 | 176.5604 | 405.7379 | 846.3777 | 201.5763
[48 empty] | 4692 | 700.4211 | 275.3889 | 525.5 | 416.9524 | 62.7077 | 660.7 | 1102.7143 | 176.5604 | 405.7379 | 846.3777 | 201.5763
[48 empty] | 4693 | 700.4211 | 275.3889 | 525.5 | 416.9524 | 62.7077 | 660.7 | 1102.7143 | 176.5604 | 405.7379 | 846.3777 | 201.5763
[48 empty] | 4694 | 700.4211 | 275.3889 | 525.5 | 416.9524 | 62.7077 | 660.7 | 1102.7143 | 176.5604 | 405.7379 | 846.3777 | 201.5763
[48 empty] | 4695 | 700.4211 | 275.3889 | 525.5 | 416.9524 | 62.7077 | 660.7 | 1102.7143 | 176.5604 | 405.7379 | 846.3777 | 201.5763
[48 empty] | 4696 | 700.4211 | 275.3889 | 525.5 | 416.9524 | 62.7077 | 660.7 | 1102.7143 | 176.5604 | 405.7379 | 846.3777 | 201.5763
[48 empty] | 4697 | 700.4211 | 275.3889 | 525.5 | 416.9524 | 62.7077 | 660.7 | 1102.7143 | 176.5604 | 405.7379 | 846.3777 | 201.5763
[48 empty] | 4698 | 700.4211 | 275.3889 | 525.5 | 416.9524 | 62.7077 | 660.7 | 1102.7143 | 176.5604 | 405.7379 | 846.3777 | 201.5763
[48 empty] | 4699 | 700.4211 | 275.3889 | 525.5 | 416.9524 | 62.7077 | 660.7 | 1102.7143 | 176.5604 | 405.7379 | 846.3777 | 201.5763
[48 empty] | 4700 | 700.4211 | 275.3889 | 525.5 | 416.9524 | 62.7077 | 660.7 | 1102.7143 | 176.5604 | 405.7379 | 846.3777 | 201.5763
[48 empty] | 4701 | 700.4211 | 275.3889 | 525.5 | 416.9524 | 62.7077 | 660.7 | 1102.7143 | 176.5604 | 405.7379 | 846.3777 | 201.5763
[48 empty] | 4702 | 700.4211 | 275.3889 | 525.5 | 416.9524 | 62.7077 | 660.7 | 1102.7143 | 176.5604 | 405.7379 | 846.3777 | 201.5763
[48 empty] | 4703 | 700.4211 | 275.3889 | 525.5 | 416.9524 | 62.7077 | 660.7 | 1102.7143 | 176.5604 | 405.7379 | 846.3777 | 201.5763
[48 empty] | 4704 | 700.4211 | 275.3889 | 525.5 | 416.9524 | 62.7077 | 660.7 | 1102.7143 | 176.5604 | 405.7379 | 846.3777 | 201.5763
[48 empty] | 4705 | 696.5789 | 272.0556 | 519.5 | 411.4286 | 60.9769 | 649.45 | 1098.0952 | 170.7937 | 407.0614 | 843.7336 | 200.4863
[48 empty] | 4706 | 696.5789 | 272.0556 | 519.5 | 411.4286 | 60.9769 | 649.45 | 1098.0952 | 170.7937 | 407.0614 | 843.7336 | 200.4863
[48 empty] | 4707 | 696.5789 | 272.0556 | 519.5 | 411.4286 | 60.9769 | 649.45 | 1098.0952 | 170.7937 | 407.0614 | 843.7336 | 200.4863
[48 empty] | 4708 | 696.5789 | 272.0556 | 519.5 | 411.4286 | 60.9769 | 649.45 | 1098.0952 | 170.7937 | 407.0614 | 843.7336 | 200.4863
[48 empty] | 4709 | 696.5789 | 272.0556 | 519.5 | 411.4286 | 60.9769 | 649.45 | 1098.0952 | 170.7937 | 407.0614 | 843.7336 | 200.4863
[48 empty] | 4710 | 696.5789 | 272.0556 | 519.5 | 411.4286 | 60.9769 | 649.45 | 1098.0952 | 170.7937 | 407.0614 | 843.7336 | 200.4863
[48 empty] | 4711 | 696.5789 | 272.0556 | 519.5 | 411.4286 | 60.9769 | 649.45 | 1098.0952 | 170.7937 | 407.0614 | 843.7336 | 200.4863
[48 empty] | 4712 | 696.5789 | 272.0556 | 519.5 | 411.4286 | 60.9769 | 649.45 | 1098.0952 | 170.7937 | 407.0614 | 843.7336 | 200.4863
[48 empty] | 4713 | 696.5789 | 272.0556 | 519.5 | 411.4286 | 60.9769 | 649.45 | 1098.0952 | 170.7937 | 407.0614 | 843.7336 | 200.4863
[48 empty] | 4714 | 696.5789 | 272.0556 | 519.5 | 411.4286 | 60.9769 | 649.45 | 1098.0952 | 170.7937 | 407.0614 | 843.7336 | 200.4863
[48 empty] | 4715 | 696.5789 | 272.0556 | 519.5 | 411.4286 | 60.9769 | 649.45 | 1098.0952 | 170.7937 | 407.0614 | 843.7336 | 200.4863
[48 empty] | 4716 | 696.5789 | 272.0556 | 519.5 | 411.4286 | 60.9769 | 649.45 | 1098.0952 | 170.7937 | 407.0614 | 843.7336 | 200.4863
[48 empty] | 4717 | 696.5789 | 272.0556 | 519.5 | 411.4286 | 60.9769 | 649.45 | 1098.0952 | 170.7937 | 407.0614 | 843.7336 | 200.4863
[48 empty] | 4718 | 696.5789 | 272.0556 | 519.5 | 411.4286 | 60.9769 | 649.45 | 1098.0952 | 170.7937 | 407.0614 | 843.7336 | 200.4863
[48 empty] | 4719 | 696.5789 | 272.0556 | 519.5 | 411.4286 | 60.9769 | 649.45 | 1098.0952 | 170.7937 | 407.0614 | 843.7336 | 200.4863
[48 empty] | 4720 | 696.5789 | 272.0556 | 519.5 | 411.4286 | 60.9769 | 649.45 | 1098.0952 | 170.7937 | 407.0614 | 843.7336 | 200.4863
[48 empty] | 4721 | 696.5789 | 272.0556 | 519.5 | 411.4286 | 60.9769 | 649.45 | 1098.0952 | 170.7937 | 407.0614 | 843.7336 | 200.4863
[48 empty] | 4722 | 696.5789 | 272.0556 | 519.5 | 411.4286 | 60.9769 | 649.45 | 1098.0952 | 170.7937 | 407.0614 | 843.7336 | 200.4863
[48 empty] | 4723 | 696.5789 | 272.0556 | 519.5 | 411.4286 | 60.9769 | 649.45 | 1098.0952 | 170.7937 | 407.0614 | 843.7336 | 200.4863
[48 empty] | 4724 | 696.5789 | 272.0556 | 519.5 | 411.4286 | 60.9769 | 649.45 | 1098.0952 | 170.7937 | 407.0614 | 843.7336 | 200.4863
[48 empty] | 4725 | 696.5789 | 272.0556 | 519.5 | 411.4286 | 60.9769 | 649.45 | 1098.0952 | 170.7937 | 407.0614 | 843.7336 | 200.4863
[48 empty] | 4726 | 696.5789 | 272.0556 | 519.5 | 411.4286 | 60.9769 | 649.45 | 1098.0952 | 170.7937 | 407.0614 | 843.7336 | 200.4863
[48 empty] | 4727 | 696.5789 | 272.0556 | 519.5 | 411.4286 | 60.9769 | 649.45 | 1098.0952 | 170.7937 | 407.0614 | 843.7336 | 200.4863
[48 empty] | 4728 | 696.5789 | 272.0556 | 519.5 | 411.4286 | 60.9769 | 649.45 | 1098.0952 | 170.7937 | 407.0614 | 843.7336 | 200.4863
[48 empty] | 4729 | 693.4737 | 268.8889 | 515.45 | 406.5714 | 57.3214 | 641 | 1092.2381 | 169.6852 | 398.8423 | 839.2412 | 198.6489
[48 empty] | 4730 | 693.4737 | 268.8889 | 515.45 | 406.5714 | 57.3214 | 641 | 1092.2381 | 169.6852 | 398.8423 | 839.2412 | 198.6489
[48 empty] | 4731 | 693.4737 | 268.8889 | 515.45 | 406.5714 | 57.3214 | 641 | 1092.2381 | 169.6852 | 398.8423 | 839.2412 | 198.6489
[48 empty] | 4732 | 693.4737 | 268.8889 | 515.45 | 406.5714 | 57.3214 | 641 | 1092.2381 | 169.6852 | 398.8423 | 839.2412 | 198.6489
[48 empty] | 4733 | 693.4737 | 268.8889 | 515.45 | 406.5714 | 57.3214 | 641 | 1092.2381 | 169.6852 | 398.8423 | 839.2412 | 198.6489
[48 empty] | 4734 | 693.4737 | 268.8889 | 515.45 | 406.5714 | 57.3214 | 641 | 1092.2381 | 169.6852 | 398.8423 | 839.2412 | 198.6489
[48 empty] | 4735 | 693.4737 | 268.8889 | 515.45 | 406.5714 | 57.3214 | 641 | 1092.2381 | 169.6852 | 398.8423 | 839.2412 | 198.6489
[48 empty] | 4736 | 693.4737 | 268.8889 | 515.45 | 406.5714 | 57.3214 | 641 | 1092.2381 | 169.6852 | 398.8423 | 839.2412 | 198.6489
[48 empty] | 4737 | 693.4737 | 268.8889 | 515.45 | 406.5714 | 57.3214 | 641 | 1092.2381 | 169.6852 | 398.8423 | 839.2412 | 198.6489
[48 empty] | 4738 | 693.4737 | 268.8889 | 515.45 | 406.5714 | 57.3214 | 641 | 1092.2381 | 169.6852 | 398.8423 | 839.2412 | 198.6489
[48 empty] | 4739 | 693.4737 | 268.8889 | 515.45 | 406.5714 | 57.3214 | 641 | 1092.2381 | 169.6852 | 398.8423 | 839.2412 | 198.6489
[48 empty] | 4740 | 693.4737 | 268.8889 | 515.45 | 406.5714 | 57.3214 | 641 | 1092.2381 | 169.6852 | 398.8423 | 839.2412 | 198.6489
[48 empty] | 4741 | 693.4737 | 268.8889 | 515.45 | 406.5714 | 57.3214 | 641 | 1092.2381 | 169.6852 | 398.8423 | 839.2412 | 198.6489
[48 empty] | 4742 | 693.4737 | 268.8889 | 515.45 | 406.5714 | 57.3214 | 641 | 1092.2381 | 169.6852 | 398.8423 | 839.2412 | 198.6489
[48 empty] | 4743 | 693.4737 | 268.8889 | 515.45 | 406.5714 | 57.3214 | 641 | 1092.2381 | 169.6852 | 398.8423 | 839.2412 | 198.6489
[48 empty] | 4744 | 693.4737 | 268.8889 | 515.45 | 406.5714 | 57.3214 | 641 | 1092.2381 | 169.6852 | 398.8423 | 839.2412 | 198.6489
[48 empty] | 4745 | 693.4737 | 268.8889 | 515.45 | 406.5714 | 57.3214 | 641 | 1092.2381 | 169.6852 | 398.8423 | 839.2412 | 198.6489
[48 empty] | 4746 | 693.4737 | 268.8889 | 515.45 | 406.5714 | 57.3214 | 641 | 1092.2381 | 169.6852 | 398.8423 | 839.2412 | 198.6489
[48 empty] | 4747 | 693.4737 | 268.8889 | 515.45 | 406.5714 | 57.3214 | 641 | 1092.2381 | 169.6852 | 398.8423 | 839.2412 | 198.6489
[48 empty] | 4748 | 693.4737 | 268.8889 | 515.45 | 406.5714 | 57.3214 | 641 | 1092.2381 | 169.6852 | 398.8423 | 839.2412 | 198.6489
[48 empty] | 4749 | 693.4737 | 268.8889 | 515.45 | 406.5714 | 57.3214 | 641 | 1092.2381 | 169.6852 | 398.8423 | 839.2412 | 198.6489
[48 empty] | 4750 | 693.4737 | 268.8889 | 515.45 | 406.5714 | 57.3214 | 641 | 1092.2381 | 169.6852 | 398.8423 | 839.2412 | 198.6489
[48 empty] | 4751 | 693.4737 | 268.8889 | 515.45 | 406.5714 | 57.3214 | 641 | 1092.2381 | 169.6852 | 398.8423 | 839.2412 | 198.6489
[48 empty] | 4752 | 693.4737 | 268.8889 | 515.45 | 406.5714 | 57.3214 | 641 | 1092.2381 | 169.6852 | 398.8423 | 839.2412 | 198.6489
[48 empty] | 4753 | 688.8947 | 265.2778 | 511.3 | 404.2857 | 58.5154 | 653.2381 | 1090.0952 | 170.2234 | 398.871 | 831.1945 | 192.289
[48 empty] | 4754 | 688.8947 | 265.2778 | 511.3 | 404.2857 | 58.5154 | 653.2381 | 1090.0952 | 170.2234 | 398.871 | 831.1945 | 192.289
[48 empty] | 4755 | 688.8947 | 265.2778 | 511.3 | 404.2857 | 58.5154 | 653.2381 | 1090.0952 | 170.2234 | 398.871 | 831.1945 | 192.289
[48 empty] | 4756 | 688.8947 | 265.2778 | 511.3 | 404.2857 | 58.5154 | 653.2381 | 1090.0952 | 170.2234 | 398.871 | 831.1945 | 192.289
[48 empty] | 4757 | 688.8947 | 265.2778 | 511.3 | 404.2857 | 58.5154 | 653.2381 | 1090.0952 | 170.2234 | 398.871 | 831.1945 | 192.289
[48 empty] | 4758 | 688.8947 | 265.2778 | 511.3 | 404.2857 | 58.5154 | 653.2381 | 1090.0952 | 170.2234 | 398.871 | 831.1945 | 192.289
[48 empty] | 4759 | 688.8947 | 265.2778 | 511.3 | 404.2857 | 58.5154 | 653.2381 | 1090.0952 | 170.2234 | 398.871 | 831.1945 | 192.289
[48 empty] | 4760 | 688.8947 | 265.2778 | 511.3 | 404.2857 | 58.5154 | 653.2381 | 1090.0952 | 170.2234 | 398.871 | 831.1945 | 192.289
[48 empty] | 4761 | 688.8947 | 265.2778 | 511.3 | 404.2857 | 58.5154 | 653.2381 | 1090.0952 | 170.2234 | 398.871 | 831.1945 | 192.289
[48 empty] | 4762 | 688.8947 | 265.2778 | 511.3 | 404.2857 | 58.5154 | 653.2381 | 1090.0952 | 170.2234 | 398.871 | 831.1945 | 192.289
[48 empty] | 4763 | 688.8947 | 265.2778 | 511.3 | 404.2857 | 58.5154 | 653.2381 | 1090.0952 | 170.2234 | 398.871 | 831.1945 | 192.289
[48 empty] | 4764 | 688.8947 | 265.2778 | 511.3 | 404.2857 | 58.5154 | 653.2381 | 1090.0952 | 170.2234 | 398.871 | 831.1945 | 192.289
[48 empty] | 4765 | 688.8947 | 265.2778 | 511.3 | 404.2857 | 58.5154 | 653.2381 | 1090.0952 | 170.2234 | 398.871 | 831.1945 | 192.289
[48 empty] | 4766 | 688.8947 | 265.2778 | 511.3 | 404.2857 | 58.5154 | 653.2381 | 1090.0952 | 170.2234 | 398.871 | 831.1945 | 192.289
[48 empty] | 4767 | 688.8947 | 265.2778 | 511.3 | 404.2857 | 58.5154 | 653.2381 | 1090.0952 | 170.2234 | 398.871 | 831.1945 | 192.289
[48 empty] | 4768 | 688.8947 | 265.2778 | 511.3 | 404.2857 | 58.5154 | 653.2381 | 1090.0952 | 170.2234 | 398.871 | 831.1945 | 192.289
[48 empty] | 4769 | 688.8947 | 265.2778 | 511.3 | 404.2857 | 58.5154 | 653.2381 | 1090.0952 | 170.2234 | 398.871 | 831.1945 | 192.289
[48 empty] | 4770 | 688.8947 | 265.2778 | 511.3 | 404.2857 | 58.5154 | 653.2381 | 1090.0952 | 170.2234 | 398.871 | 831.1945 | 192.289
[48 empty] | 4771 | 688.8947 | 265.2778 | 511.3 | 404.2857 | 58.5154 | 653.2381 | 1090.0952 | 170.2234 | 398.871 | 831.1945 | 192.289
[48 empty] | 4772 | 688.8947 | 265.2778 | 511.3 | 404.2857 | 58.5154 | 653.2381 | 1090.0952 | 170.2234 | 398.871 | 831.1945 | 192.289
[48 empty] | 4773 | 688.8947 | 265.2778 | 511.3 | 404.2857 | 58.5154 | 653.2381 | 1090.0952 | 170.2234 | 398.871 | 831.1945 | 192.289
[48 empty] | 4774 | 688.8947 | 265.2778 | 511.3 | 404.2857 | 58.5154 | 653.2381 | 1090.0952 | 170.2234 | 398.871 | 831.1945 | 192.289
[48 empty] | 4775 | 688.8947 | 265.2778 | 511.3 | 404.2857 | 58.5154 | 653.2381 | 1090.0952 | 170.2234 | 398.871 | 831.1945 | 192.289
[48 empty] | 4776 | 688.8947 | 265.2778 | 511.3 | 404.2857 | 58.5154 | 653.2381 | 1090.0952 | 170.2234 | 398.871 | 831.1945 | 192.289
[48 empty] | 4777 | 687.1053 | 263.0556 | 506.3 | 399.1429 | 57.4077 | 628.05 | 1088.8095 | 172.2194 | 404.4889 | 840.0611 | 185.5353
[48 empty] | 4778 | 687.1053 | 263.0556 | 506.3 | 399.1429 | 57.4077 | 628.05 | 1088.8095 | 172.2194 | 404.4889 | 840.0611 | 185.5353
[48 empty] | 4779 | 687.1053 | 263.0556 | 506.3 | 399.1429 | 57.4077 | 628.05 | 1088.8095 | 172.2194 | 404.4889 | 840.0611 | 185.5353
[48 empty] | 4780 | 687.1053 | 263.0556 | 506.3 | 399.1429 | 57.4077 | 628.05 | 1088.8095 | 172.2194 | 404.4889 | 840.0611 | 185.5353
[48 empty] | 4781 | 687.1053 | 263.0556 | 506.3 | 399.1429 | 57.4077 | 628.05 | 1088.8095 | 172.2194 | 404.4889 | 840.0611 | 185.5353
[48 empty] | 4782 | 687.1053 | 263.0556 | 506.3 | 399.1429 | 57.4077 | 628.05 | 1088.8095 | 172.2194 | 404.4889 | 840.0611 | 185.5353
[48 empty] | 4783 | 687.1053 | 263.0556 | 506.3 | 399.1429 | 57.4077 | 628.05 | 1088.8095 | 172.2194 | 404.4889 | 840.0611 | 185.5353
[48 empty] | 4784 | 687.1053 | 263.0556 | 506.3 | 399.1429 | 57.4077 | 628.05 | 1088.8095 | 172.2194 | 404.4889 | 840.0611 | 185.5353
[48 empty] | 4785 | 687.1053 | 263.0556 | 506.3 | 399.1429 | 57.4077 | 628.05 | 1088.8095 | 172.2194 | 404.4889 | 840.0611 | 185.5353
[48 empty] | 4786 | 687.1053 | 263.0556 | 506.3 | 399.1429 | 57.4077 | 628.05 | 1088.8095 | 172.2194 | 404.4889 | 840.0611 | 185.5353
[48 empty] | 4787 | 687.1053 | 263.0556 | 506.3 | 399.1429 | 57.4077 | 628.05 | 1088.8095 | 172.2194 | 404.4889 | 840.0611 | 185.5353
[48 empty] | 4788 | 687.1053 | 263.0556 | 506.3 | 399.1429 | 57.4077 | 628.05 | 1088.8095 | 172.2194 | 404.4889 | 840.0611 | 185.5353
[48 empty] | 4789 | 687.1053 | 263.0556 | 506.3 | 399.1429 | 57.4077 | 628.05 | 1088.8095 | 172.2194 | 404.4889 | 840.0611 | 185.5353
[48 empty] | 4790 | 687.1053 | 263.0556 | 506.3 | 399.1429 | 57.4077 | 628.05 | 1088.8095 | 172.2194 | 404.4889 | 840.0611 | 185.5353
[48 empty] | 4791 | 687.1053 | 263.0556 | 506.3 | 399.1429 | 57.4077 | 628.05 | 1088.8095 | 172.2194 | 404.4889 | 840.0611 | 185.5353
[48 empty] | 4792 | 687.1053 | 263.0556 | 506.3 | 399.1429 | 57.4077 | 628.05 | 1088.8095 | 172.2194 | 404.4889 | 840.0611 | 185.5353
[48 empty] | 4793 | 687.1053 | 263.0556 | 506.3 | 399.1429 | 57.4077 | 628.05 | 1088.8095 | 172.2194 | 404.4889 | 840.0611 | 185.5353
[48 empty] | 4794 | 687.1053 | 263.0556 | 506.3 | 399.1429 | 57.4077 | 628.05 | 1088.8095 | 172.2194 | 404.4889 | 840.0611 | 185.5353
[48 empty] | 4795 | 687.1053 | 263.0556 | 506.3 | 399.1429 | 57.4077 | 628.05 | 1088.8095 | 172.2194 | 404.4889 | 840.0611 | 185.5353
[48 empty] | 4796 | 687.1053 | 263.0556 | 506.3 | 399.1429 | 57.4077 | 628.05 | 1088.8095 | 172.2194 | 404.4889 | 840.0611 | 185.5353
[48 empty] | 4797 | 687.1053 | 263.0556 | 506.3 | 399.1429 | 57.4077 | 628.05 | 1088.8095 | 172.2194 | 404.4889 | 840.0611 | 185.5353
[48 empty] | 4798 | 687.1053 | 263.0556 | 506.3 | 399.1429 | 57.4077 | 628.05 | 1088.8095 | 172.2194 | 404.4889 | 840.0611 | 185.5353
[48 empty] | 4799 | 687.1053 | 263.0556 | 506.3 | 399.1429 | 57.4077 | 628.05 | 1088.8095 | 172.2194 | 404.4889 | 840.0611 | 185.5353
[48 empty] | 4800 | 687.1053 | 263.0556 | 506.3 | 399.1429 | 57.4077 | 628.05 | 1088.8095 | 172.2194 | 404.4889 | 840.0611 | 185.5353
[48 empty] | 4801 | 683.5789 | 260.5 | 503 | 394.8571 | 55.7308 | 622.35 | 1083.619 | 174.0276 | 399.6178 | 851.4333 | 182.6115
[48 empty] | 4802 | 683.5789 | 260.5 | 503 | 394.8571 | 55.7308 | 622.35 | 1083.619 | 174.0276 | 399.6178 | 851.4333 | 182.6115
[48 empty] | 4803 | 683.5789 | 260.5 | 503 | 394.8571 | 55.7308 | 622.35 | 1083.619 | 174.0276 | 399.6178 | 851.4333 | 182.6115
[48 empty] | 4804 | 683.5789 | 260.5 | 503 | 394.8571 | 55.7308 | 622.35 | 1083.619 | 174.0276 | 399.6178 | 851.4333 | 182.6115
[48 empty] | 4805 | 683.5789 | 260.5 | 503 | 394.8571 | 55.7308 | 622.35 | 1083.619 | 174.0276 | 399.6178 | 851.4333 | 182.6115
[48 empty] | 4806 | 683.5789 | 260.5 | 503 | 394.8571 | 55.7308 | 622.35 | 1083.619 | 174.0276 | 399.6178 | 851.4333 | 182.6115
[48 empty] | 4807 | 683.5789 | 260.5 | 503 | 394.8571 | 55.7308 | 622.35 | 1083.619 | 174.0276 | 399.6178 | 851.4333 | 182.6115
[48 empty] | 4808 | 683.5789 | 260.5 | 503 | 394.8571 | 55.7308 | 622.35 | 1083.619 | 174.0276 | 399.6178 | 851.4333 | 182.6115
[48 empty] | 4809 | 683.5789 | 260.5 | 503 | 394.8571 | 55.7308 | 622.35 | 1083.619 | 174.0276 | 399.6178 | 851.4333 | 182.6115
[48 empty] | 4810 | 683.5789 | 260.5 | 503 | 394.8571 | 55.7308 | 622.35 | 1083.619 | 174.0276 | 399.6178 | 851.4333 | 182.6115
[48 empty] | 4811 | 683.5789 | 260.5 | 503 | 394.8571 | 55.7308 | 622.35 | 1083.619 | 174.0276 | 399.6178 | 851.4333 | 182.6115
[48 empty] | 4812 | 683.5789 | 260.5 | 503 | 394.8571 | 55.7308 | 622.35 | 1083.619 | 174.0276 | 399.6178 | 851.4333 | 182.6115
[48 empty] | 4813 | 683.5789 | 260.5 | 503 | 394.8571 | 55.7308 | 622.35 | 1083.619 | 174.0276 | 399.6178 | 851.4333 | 182.6115
[48 empty] | 4814 | 683.5789 | 260.5 | 503 | 394.8571 | 55.7308 | 622.35 | 1083.619 | 174.0276 | 399.6178 | 851.4333 | 182.6115
[48 empty] | 4815 | 683.5789 | 260.5 | 503 | 394.8571 | 55.7308 | 622.35 | 1083.619 | 174.0276 | 399.6178 | 851.4333 | 182.6115
[48 empty] | 4816 | 683.5789 | 260.5 | 503 | 394.8571 | 55.7308 | 622.35 | 1083.619 | 174.0276 | 399.6178 | 851.4333 | 182.6115
[48 empty] | 4817 | 683.5789 | 260.5 | 503 | 394.8571 | 55.7308 | 622.35 | 1083.619 | 174.0276 | 399.6178 | 851.4333 | 182.6115
[48 empty] | 4818 | 683.5789 | 260.5 | 503 | 394.8571 | 55.7308 | 622.35 | 1083.619 | 174.0276 | 399.6178 | 851.4333 | 182.6115
[48 empty] | 4819 | 683.5789 | 260.5 | 503 | 394.8571 | 55.7308 | 622.35 | 1083.619 | 174.0276 | 399.6178 | 851.4333 | 182.6115
[48 empty] | 4820 | 683.5789 | 260.5 | 503 | 394.8571 | 55.7308 | 622.35 | 1083.619 | 174.0276 | 399.6178 | 851.4333 | 182.6115
[48 empty] | 4821 | 683.5789 | 260.5 | 503 | 394.8571 | 55.7308 | 622.35 | 1083.619 | 174.0276 | 399.6178 | 851.4333 | 182.6115
[48 empty] | 4822 | 683.5789 | 260.5 | 503 | 394.8571 | 55.7308 | 622.35 | 1083.619 | 174.0276 | 399.6178 | 851.4333 | 182.6115
[48 empty] | 4823 | 683.5789 | 260.5 | 503 | 394.8571 | 55.7308 | 622.35 | 1083.619 | 174.0276 | 399.6178 | 851.4333 | 182.6115
[48 empty] | 4824 | 683.5789 | 260.5 | 503 | 394.8571 | 55.7308 | 622.35 | 1083.619 | 174.0276 | 399.6178 | 851.4333 | 182.6115
[48 empty] | 4825 | 678.0526 | 258.5 | 497.95 | 390.1429 | 53.1 | 617.55 | 1081.4286 | 175.1164 | 396.0734 | 847.5355 | 182.6145
[48 empty] | 4826 | 678.0526 | 258.5 | 497.95 | 390.1429 | 53.1 | 617.55 | 1081.4286 | 175.1164 | 396.0734 | 847.5355 | 182.6145
[48 empty] | 4827 | 678.0526 | 258.5 | 497.95 | 390.1429 | 53.1 | 617.55 | 1081.4286 | 175.1164 | 396.0734 | 847.5355 | 182.6145
[48 empty] | 4828 | 678.0526 | 258.5 | 497.95 | 390.1429 | 53.1 | 617.55 | 1081.4286 | 175.1164 | 396.0734 | 847.5355 | 182.6145
[48 empty] | 4829 | 678.0526 | 258.5 | 497.95 | 390.1429 | 53.1 | 617.55 | 1081.4286 | 175.1164 | 396.0734 | 847.5355 | 182.6145
[48 empty] | 4830 | 678.0526 | 258.5 | 497.95 | 390.1429 | 53.1 | 617.55 | 1081.4286 | 175.1164 | 396.0734 | 847.5355 | 182.6145
[48 empty] | 4831 | 678.0526 | 258.5 | 497.95 | 390.1429 | 53.1 | 617.55 | 1081.4286 | 175.1164 | 396.0734 | 847.5355 | 182.6145
[48 empty] | 4832 | 678.0526 | 258.5 | 497.95 | 390.1429 | 53.1 | 617.55 | 1081.4286 | 175.1164 | 396.0734 | 847.5355 | 182.6145
[48 empty] | 4833 | 678.0526 | 258.5 | 497.95 | 390.1429 | 53.1 | 617.55 | 1081.4286 | 175.1164 | 396.0734 | 847.5355 | 182.6145
[48 empty] | 4834 | 678.0526 | 258.5 | 497.95 | 390.1429 | 53.1 | 617.55 | 1081.4286 | 175.1164 | 396.0734 | 847.5355 | 182.6145
[48 empty] | 4835 | 678.0526 | 258.5 | 497.95 | 390.1429 | 53.1 | 617.55 | 1081.4286 | 175.1164 | 396.0734 | 847.5355 | 182.6145
[48 empty] | 4836 | 678.0526 | 258.5 | 497.95 | 390.1429 | 53.1 | 617.55 | 1081.4286 | 175.1164 | 396.0734 | 847.5355 | 182.6145
[48 empty] | 4837 | 678.0526 | 258.5 | 497.95 | 390.1429 | 53.1 | 617.55 | 1081.4286 | 175.1164 | 396.0734 | 847.5355 | 182.6145
[48 empty] | 4838 | 678.0526 | 258.5 | 497.95 | 390.1429 | 53.1 | 617.55 | 1081.4286 | 175.1164 | 396.0734 | 847.5355 | 182.6145
[48 empty] | 4839 | 678.0526 | 258.5 | 497.95 | 390.1429 | 53.1 | 617.55 | 1081.4286 | 175.1164 | 396.0734 | 847.5355 | 182.6145
[48 empty] | 4840 | 678.0526 | 258.5 | 497.95 | 390.1429 | 53.1 | 617.55 | 1081.4286 | 175.1164 | 396.0734 | 847.5355 | 182.6145
[48 empty] | 4841 | 678.0526 | 258.5 | 497.95 | 390.1429 | 53.1 | 617.55 | 1081.4286 | 175.1164 | 396.0734 | 847.5355 | 182.6145
[48 empty] | 4842 | 678.0526 | 258.5 | 497.95 | 390.1429 | 53.1 | 617.55 | 1081.4286 | 175.1164 | 396.0734 | 847.5355 | 182.6145
[48 empty] | 4843 | 678.0526 | 258.5 | 497.95 | 390.1429 | 53.1 | 617.55 | 1081.4286 | 175.1164 | 396.0734 | 847.5355 | 182.6145
[48 empty] | 4844 | 678.0526 | 258.5 | 497.95 | 390.1429 | 53.1 | 617.55 | 1081.4286 | 175.1164 | 396.0734 | 847.5355 | 182.6145
[48 empty] | 4845 | 678.0526 | 258.5 | 497.95 | 390.1429 | 53.1 | 617.55 | 1081.4286 | 175.1164 | 396.0734 | 847.5355 | 182.6145
[48 empty] | 4846 | 678.0526 | 258.5 | 497.95 | 390.1429 | 53.1 | 617.55 | 1081.4286 | 175.1164 | 396.0734 | 847.5355 | 182.6145
[48 empty] | 4847 | 678.0526 | 258.5 | 497.95 | 390.1429 | 53.1 | 617.55 | 1081.4286 | 175.1164 | 396.0734 | 847.5355 | 182.6145
[48 empty] | 4848 | 678.0526 | 258.5 | 497.95 | 390.1429 | 53.1 | 617.55 | 1081.4286 | 175.1164 | 396.0734 | 847.5355 | 182.6145
[48 empty] | 4849 | 669.5789 | 257.3333 | 492.95 | 385.7143 | 52 | 614.75 | 1076.7143 | 175.5003 | 402.4886 | 849.0785 | 182.8041
[48 empty] | 4850 | 669.5789 | 257.3333 | 492.95 | 385.7143 | 52 | 614.75 | 1076.7143 | 175.5003 | 402.4886 | 849.0785 | 182.8041
[48 empty] | 4851 | 669.5789 | 257.3333 | 492.95 | 385.7143 | 52 | 614.75 | 1076.7143 | 175.5003 | 402.4886 | 849.0785 | 182.8041
[48 empty] | 4852 | 669.5789 | 257.3333 | 492.95 | 385.7143 | 52 | 614.75 | 1076.7143 | 175.5003 | 402.4886 | 849.0785 | 182.8041
[48 empty] | 4853 | 669.5789 | 257.3333 | 492.95 | 385.7143 | 52 | 614.75 | 1076.7143 | 175.5003 | 402.4886 | 849.0785 | 182.8041
[48 empty] | 4854 | 669.5789 | 257.3333 | 492.95 | 385.7143 | 52 | 614.75 | 1076.7143 | 175.5003 | 402.4886 | 849.0785 | 182.8041
[48 empty] | 4855 | 669.5789 | 257.3333 | 492.95 | 385.7143 | 52 | 614.75 | 1076.7143 | 175.5003 | 402.4886 | 849.0785 | 182.8041
[48 empty] | 4856 | 669.5789 | 257.3333 | 492.95 | 385.7143 | 52 | 614.75 | 1076.7143 | 175.5003 | 402.4886 | 849.0785 | 182.8041
[48 empty] | 4857 | 669.5789 | 257.3333 | 492.95 | 385.7143 | 52 | 614.75 | 1076.7143 | 175.5003 | 402.4886 | 849.0785 | 182.8041
[48 empty] | 4858 | 669.5789 | 257.3333 | 492.95 | 385.7143 | 52 | 614.75 | 1076.7143 | 175.5003 | 402.4886 | 849.0785 | 182.8041
[48 empty] | 4859 | 669.5789 | 257.3333 | 492.95 | 385.7143 | 52 | 614.75 | 1076.7143 | 175.5003 | 402.4886 | 849.0785 | 182.8041
[48 empty] | 4860 | 669.5789 | 257.3333 | 492.95 | 385.7143 | 52 | 614.75 | 1076.7143 | 175.5003 | 402.4886 | 849.0785 | 182.8041
[48 empty] | 4861 | 669.5789 | 257.3333 | 492.95 | 385.7143 | 52 | 614.75 | 1076.7143 | 175.5003 | 402.4886 | 849.0785 | 182.8041
[48 empty] | 4862 | 669.5789 | 257.3333 | 492.95 | 385.7143 | 52 | 614.75 | 1076.7143 | 175.5003 | 402.4886 | 849.0785 | 182.8041
[48 empty] | 4863 | 669.5789 | 257.3333 | 492.95 | 385.7143 | 52 | 614.75 | 1076.7143 | 175.5003 | 402.4886 | 849.0785 | 182.8041
[48 empty] | 4864 | 669.5789 | 257.3333 | 492.95 | 385.7143 | 52 | 614.75 | 1076.7143 | 175.5003 | 402.4886 | 849.0785 | 182.8041
[48 empty] | 4865 | 669.5789 | 257.3333 | 492.95 | 385.7143 | 52 | 614.75 | 1076.7143 | 175.5003 | 402.4886 | 849.0785 | 182.8041
[48 empty] | 4866 | 669.5789 | 257.3333 | 492.95 | 385.7143 | 52 | 614.75 | 1076.7143 | 175.5003 | 402.4886 | 849.0785 | 182.8041
[48 empty] | 4867 | 669.5789 | 257.3333 | 492.95 | 385.7143 | 52 | 614.75 | 1076.7143 | 175.5003 | 402.4886 | 849.0785 | 182.8041
[48 empty] | 4868 | 669.5789 | 257.3333 | 492.95 | 385.7143 | 52 | 614.75 | 1076.7143 | 175.5003 | 402.4886 | 849.0785 | 182.8041
[48 empty] | 4869 | 669.5789 | 257.3333 | 492.95 | 385.7143 | 52 | 614.75 | 1076.7143 | 175.5003 | 402.4886 | 849.0785 | 182.8041
[48 empty] | 4870 | 669.5789 | 257.3333 | 492.95 | 385.7143 | 52 | 614.75 | 1076.7143 | 175.5003 | 402.4886 | 849.0785 | 182.8041
[48 empty] | 4871 | 669.5789 | 257.3333 | 492.95 | 385.7143 | 52 | 614.75 | 1076.7143 | 175.5003 | 402.4886 | 849.0785 | 182.8041
[48 empty] | 4872 | 669.5789 | 257.3333 | 492.95 | 385.7143 | 52 | 614.75 | 1076.7143 | 175.5003 | 402.4886 | 849.0785 | 182.8041
[48 empty] | 4873 | 658.2105 | 257.0556 | 488.2 | 384.0476 | 51.2071 | 614.65 | 1072.0952 | 175.1326 | 402.7708 | 853.7366 | 183.6651
[48 empty] | 4874 | 658.2105 | 257.0556 | 488.2 | 384.0476 | 51.2071 | 614.65 | 1072.0952 | 175.1326 | 402.7708 | 853.7366 | 183.6651
[48 empty] | 4875 | 658.2105 | 257.0556 | 488.2 | 384.0476 | 51.2071 | 614.65 | 1072.0952 | 175.1326 | 402.7708 | 853.7366 | 183.6651
[48 empty] | 4876 | 658.2105 | 257.0556 | 488.2 | 384.0476 | 51.2071 | 614.65 | 1072.0952 | 175.1326 | 402.7708 | 853.7366 | 183.6651
[48 empty] | 4877 | 658.2105 | 257.0556 | 488.2 | 384.0476 | 51.2071 | 614.65 | 1072.0952 | 175.1326 | 402.7708 | 853.7366 | 183.6651
[48 empty] | 4878 | 658.2105 | 257.0556 | 488.2 | 384.0476 | 51.2071 | 614.65 | 1072.0952 | 175.1326 | 402.7708 | 853.7366 | 183.6651
[48 empty] | 4879 | 658.2105 | 257.0556 | 488.2 | 384.0476 | 51.2071 | 614.65 | 1072.0952 | 175.1326 | 402.7708 | 853.7366 | 183.6651
[48 empty] | 4880 | 658.2105 | 257.0556 | 488.2 | 384.0476 | 51.2071 | 614.65 | 1072.0952 | 175.1326 | 402.7708 | 853.7366 | 183.6651
[48 empty] | 4881 | 658.2105 | 257.0556 | 488.2 | 384.0476 | 51.2071 | 614.65 | 1072.0952 | 175.1326 | 402.7708 | 853.7366 | 183.6651
[48 empty] | 4882 | 658.2105 | 257.0556 | 488.2 | 384.0476 | 51.2071 | 614.65 | 1072.0952 | 175.1326 | 402.7708 | 853.7366 | 183.6651
[48 empty] | 4883 | 658.2105 | 257.0556 | 488.2 | 384.0476 | 51.2071 | 614.65 | 1072.0952 | 175.1326 | 402.7708 | 853.7366 | 183.6651
[48 empty] | 4884 | 658.2105 | 257.0556 | 488.2 | 384.0476 | 51.2071 | 614.65 | 1072.0952 | 175.1326 | 402.7708 | 853.7366 | 183.6651
[48 empty] | 4885 | 658.2105 | 257.0556 | 488.2 | 384.0476 | 51.2071 | 614.65 | 1072.0952 | 175.1326 | 402.7708 | 853.7366 | 183.6651
[48 empty] | 4886 | 658.2105 | 257.0556 | 488.2 | 384.0476 | 51.2071 | 614.65 | 1072.0952 | 175.1326 | 402.7708 | 853.7366 | 183.6651
[48 empty] | 4887 | 658.2105 | 257.0556 | 488.2 | 384.0476 | 51.2071 | 614.65 | 1072.0952 | 175.1326 | 402.7708 | 853.7366 | 183.6651
[48 empty] | 4888 | 658.2105 | 257.0556 | 488.2 | 384.0476 | 51.2071 | 614.65 | 1072.0952 | 175.1326 | 402.7708 | 853.7366 | 183.6651
[48 empty] | 4889 | 658.2105 | 257.0556 | 488.2 | 384.0476 | 51.2071 | 614.65 | 1072.0952 | 175.1326 | 402.7708 | 853.7366 | 183.6651
[48 empty] | 4890 | 658.2105 | 257.0556 | 488.2 | 384.0476 | 51.2071 | 614.65 | 1072.0952 | 175.1326 | 402.7708 | 853.7366 | 183.6651
[48 empty] | 4891 | 658.2105 | 257.0556 | 488.2 | 384.0476 | 51.2071 | 614.65 | 1072.0952 | 175.1326 | 402.7708 | 853.7366 | 183.6651
[48 empty] | 4892 | 658.2105 | 257.0556 | 488.2 | 384.0476 | 51.2071 | 614.65 | 1072.0952 | 175.1326 | 402.7708 | 853.7366 | 183.6651
[48 empty] | 4893 | 658.2105 | 257.0556 | 488.2 | 384.0476 | 51.2071 | 614.65 | 1072.0952 | 175.1326 | 402.7708 | 853.7366 | 183.6651
[48 empty] | 4894 | 658.2105 | 257.0556 | 488.2 | 384.0476 | 51.2071 | 614.65 | 1072.0952 | 175.1326 | 402.7708 | 853.7366 | 183.6651
[48 empty] | 4895 | 658.2105 | 257.0556 | 488.2 | 384.0476 | 51.2071 | 614.65 | 1072.0952 | 175.1326 | 402.7708 | 853.7366 | 183.6651
[48 empty] | 4896 | 658.2105 | 257.0556 | 488.2 | 384.0476 | 51.2071 | 614.65 | 1072.0952 | 175.1326 | 402.7708 | 853.7366 | 183.6651
[48 empty] | 4897 | 645.3684 | 256.9444 | 483.7 | 382.8095 | 51.1864 | 615.75 | 1066.2381 | 173.7911 | 402.1881 | 855.1237 | 185.6394
[48 empty] | 4898 | 645.3684 | 256.9444 | 483.7 | 382.8095 | 51.1864 | 615.75 | 1066.2381 | 173.7911 | 402.1881 | 855.1237 | 185.6394
[48 empty] | 4899 | 645.3684 | 256.9444 | 483.7 | 382.8095 | 51.1864 | 615.75 | 1066.2381 | 173.7911 | 402.1881 | 855.1237 | 185.6394
[48 empty] | 4900 | 645.3684 | 256.9444 | 483.7 | 382.8095 | 51.1864 | 615.75 | 1066.2381 | 173.7911 | 402.1881 | 855.1237 | 185.6394
[48 empty] | 4901 | 645.3684 | 256.9444 | 483.7 | 382.8095 | 51.1864 | 615.75 | 1066.2381 | 173.7911 | 402.1881 | 855.1237 | 185.6394
[48 empty] | 4902 | 645.3684 | 256.9444 | 483.7 | 382.8095 | 51.1864 | 615.75 | 1066.2381 | 173.7911 | 402.1881 | 855.1237 | 185.6394
[48 empty] | 4903 | 645.3684 | 256.9444 | 483.7 | 382.8095 | 51.1864 | 615.75 | 1066.2381 | 173.7911 | 402.1881 | 855.1237 | 185.6394
[48 empty] | 4904 | 645.3684 | 256.9444 | 483.7 | 382.8095 | 51.1864 | 615.75 | 1066.2381 | 173.7911 | 402.1881 | 855.1237 | 185.6394
[48 empty] | 4905 | 645.3684 | 256.9444 | 483.7 | 382.8095 | 51.1864 | 615.75 | 1066.2381 | 173.7911 | 402.1881 | 855.1237 | 185.6394
[48 empty] | 4906 | 645.3684 | 256.9444 | 483.7 | 382.8095 | 51.1864 | 615.75 | 1066.2381 | 173.7911 | 402.1881 | 855.1237 | 185.6394
[48 empty] | 4907 | 645.3684 | 256.9444 | 483.7 | 382.8095 | 51.1864 | 615.75 | 1066.2381 | 173.7911 | 402.1881 | 855.1237 | 185.6394
[48 empty] | 4908 | 645.3684 | 256.9444 | 483.7 | 382.8095 | 51.1864 | 615.75 | 1066.2381 | 173.7911 | 402.1881 | 855.1237 | 185.6394
[48 empty] | 4909 | 645.3684 | 256.9444 | 483.7 | 382.8095 | 51.1864 | 615.75 | 1066.2381 | 173.7911 | 402.1881 | 855.1237 | 185.6394
[48 empty] | 4910 | 645.3684 | 256.9444 | 483.7 | 382.8095 | 51.1864 | 615.75 | 1066.2381 | 173.7911 | 402.1881 | 855.1237 | 185.6394
[48 empty] | 4911 | 645.3684 | 256.9444 | 483.7 | 382.8095 | 51.1864 | 615.75 | 1066.2381 | 173.7911 | 402.1881 | 855.1237 | 185.6394
[48 empty] | 4912 | 645.3684 | 256.9444 | 483.7 | 382.8095 | 51.1864 | 615.75 | 1066.2381 | 173.7911 | 402.1881 | 855.1237 | 185.6394
[48 empty] | 4913 | 645.3684 | 256.9444 | 483.7 | 382.8095 | 51.1864 | 615.75 | 1066.2381 | 173.7911 | 402.1881 | 855.1237 | 185.6394
[48 empty] | 4914 | 645.3684 | 256.9444 | 483.7 | 382.8095 | 51.1864 | 615.75 | 1066.2381 | 173.7911 | 402.1881 | 855.1237 | 185.6394
[48 empty] | 4915 | 645.3684 | 256.9444 | 483.7 | 382.8095 | 51.1864 | 615.75 | 1066.2381 | 173.7911 | 402.1881 | 855.1237 | 185.6394
[48 empty] | 4916 | 645.3684 | 256.9444 | 483.7 | 382.8095 | 51.1864 | 615.75 | 1066.2381 | 173.7911 | 402.1881 | 855.1237 | 185.6394
[48 empty] | 4917 | 645.3684 | 256.9444 | 483.7 | 382.8095 | 51.1864 | 615.75 | 1066.2381 | 173.7911 | 402.1881 | 855.1237 | 185.6394
[48 empty] | 4918 | 645.3684 | 256.9444 | 483.7 | 382.8095 | 51.1864 | 615.75 | 1066.2381 | 173.7911 | 402.1881 | 855.1237 | 185.6394
[48 empty] | 4919 | 645.3684 | 256.9444 | 483.7 | 382.8095 | 51.1864 | 615.75 | 1066.2381 | 173.7911 | 402.1881 | 855.1237 | 185.6394
[48 empty] | 4920 | 645.3684 | 256.9444 | 483.7 | 382.8095 | 51.1864 | 615.75 | 1066.2381 | 173.7911 | 402.1881 | 855.1237 | 185.6394
[48 empty] | 4921 | 633.4737 | 256.9444 | 479.1 | 381.5238 | 49.4427 | 618.3 | 1062.5714 | 172.3033 | 400.2389 | 846.6448 | 188.8095
[48 empty] | 4922 | 633.4737 | 256.9444 | 479.1 | 381.5238 | 49.4427 | 618.3 | 1062.5714 | 172.3033 | 400.2389 | 846.6448 | 188.8095
[48 empty] | 4923 | 633.4737 | 256.9444 | 479.1 | 381.5238 | 49.4427 | 618.3 | 1062.5714 | 172.3033 | 400.2389 | 846.6448 | 188.8095
[48 empty] | 4924 | 633.4737 | 256.9444 | 479.1 | 381.5238 | 49.4427 | 618.3 | 1062.5714 | 172.3033 | 400.2389 | 846.6448 | 188.8095
[48 empty] | 4925 | 633.4737 | 256.9444 | 479.1 | 381.5238 | 49.4427 | 618.3 | 1062.5714 | 172.3033 | 400.2389 | 846.6448 | 188.8095
[48 empty] | 4926 | 633.4737 | 256.9444 | 479.1 | 381.5238 | 49.4427 | 618.3 | 1062.5714 | 172.3033 | 400.2389 | 846.6448 | 188.8095
[48 empty] | 4927 | 633.4737 | 256.9444 | 479.1 | 381.5238 | 49.4427 | 618.3 | 1062.5714 | 172.3033 | 400.2389 | 846.6448 | 188.8095
[48 empty] | 4928 | 633.4737 | 256.9444 | 479.1 | 381.5238 | 49.4427 | 618.3 | 1062.5714 | 172.3033 | 400.2389 | 846.6448 | 188.8095
[48 empty] | 4929 | 633.4737 | 256.9444 | 479.1 | 381.5238 | 49.4427 | 618.3 | 1062.5714 | 172.3033 | 400.2389 | 846.6448 | 188.8095
[48 empty] | 4930 | 633.4737 | 256.9444 | 479.1 | 381.5238 | 49.4427 | 618.3 | 1062.5714 | 172.3033 | 400.2389 | 846.6448 | 188.8095
[48 empty] | 4931 | 633.4737 | 256.9444 | 479.1 | 381.5238 | 49.4427 | 618.3 | 1062.5714 | 172.3033 | 400.2389 | 846.6448 | 188.8095
[48 empty] | 4932 | 633.4737 | 256.9444 | 479.1 | 381.5238 | 49.4427 | 618.3 | 1062.5714 | 172.3033 | 400.2389 | 846.6448 | 188.8095
[48 empty] | 4933 | 633.4737 | 256.9444 | 479.1 | 381.5238 | 49.4427 | 618.3 | 1062.5714 | 172.3033 | 400.2389 | 846.6448 | 188.8095
[48 empty] | 4934 | 633.4737 | 256.9444 | 479.1 | 381.5238 | 49.4427 | 618.3 | 1062.5714 | 172.3033 | 400.2389 | 846.6448 | 188.8095
[48 empty] | 4935 | 633.4737 | 256.9444 | 479.1 | 381.5238 | 49.4427 | 618.3 | 1062.5714 | 172.3033 | 400.2389 | 846.6448 | 188.8095
[48 empty] | 4936 | 633.4737 | 256.9444 | 479.1 | 381.5238 | 49.4427 | 618.3 | 1062.5714 | 172.3033 | 400.2389 | 846.6448 | 188.8095
[48 empty] | 4937 | 633.4737 | 256.9444 | 479.1 | 381.5238 | 49.4427 | 618.3 | 1062.5714 | 172.3033 | 400.2389 | 846.6448 | 188.8095
[48 empty] | 4938 | 633.4737 | 256.9444 | 479.1 | 381.5238 | 49.4427 | 618.3 | 1062.5714 | 172.3033 | 400.2389 | 846.6448 | 188.8095
[48 empty] | 4939 | 633.4737 | 256.9444 | 479.1 | 381.5238 | 49.4427 | 618.3 | 1062.5714 | 172.3033 | 400.2389 | 846.6448 | 188.8095
[48 empty] | 4940 | 633.4737 | 256.9444 | 479.1 | 381.5238 | 49.4427 | 618.3 | 1062.5714 | 172.3033 | 400.2389 | 846.6448 | 188.8095
[48 empty] | 4941 | 633.4737 | 256.9444 | 479.1 | 381.5238 | 49.4427 | 618.3 | 1062.5714 | 172.3033 | 400.2389 | 846.6448 | 188.8095
[48 empty] | 4942 | 633.4737 | 256.9444 | 479.1 | 381.5238 | 49.4427 | 618.3 | 1062.5714 | 172.3033 | 400.2389 | 846.6448 | 188.8095
[48 empty] | 4943 | 633.4737 | 256.9444 | 479.1 | 381.5238 | 49.4427 | 618.3 | 1062.5714 | 172.3033 | 400.2389 | 846.6448 | 188.8095
[48 empty] | 4944 | 633.4737 | 256.9444 | 479.1 | 381.5238 | 49.4427 | 618.3 | 1062.5714 | 172.3033 | 400.2389 | 846.6448 | 188.8095
[48 empty] | 4945 | 622.2105 | 258.2778 | 473.2 | 379.0952 | 50.7171 | 620.45 | 1057.7619 | 172.3878 | 400.2078 | 836.5448 | 190.4629
[48 empty] | 4946 | 622.2105 | 258.2778 | 473.2 | 379.0952 | 50.7171 | 620.45 | 1057.7619 | 172.3878 | 400.2078 | 836.5448 | 190.4629
[48 empty] | 4947 | 622.2105 | 258.2778 | 473.2 | 379.0952 | 50.7171 | 620.45 | 1057.7619 | 172.3878 | 400.2078 | 836.5448 | 190.4629
[48 empty] | 4948 | 622.2105 | 258.2778 | 473.2 | 379.0952 | 50.7171 | 620.45 | 1057.7619 | 172.3878 | 400.2078 | 836.5448 | 190.4629
[48 empty] | 4949 | 622.2105 | 258.2778 | 473.2 | 379.0952 | 50.7171 | 620.45 | 1057.7619 | 172.3878 | 400.2078 | 836.5448 | 190.4629
[48 empty] | 4950 | 622.2105 | 258.2778 | 473.2 | 379.0952 | 50.7171 | 620.45 | 1057.7619 | 172.3878 | 400.2078 | 836.5448 | 190.4629
[48 empty] | 4951 | 622.2105 | 258.2778 | 473.2 | 379.0952 | 50.7171 | 620.45 | 1057.7619 | 172.3878 | 400.2078 | 836.5448 | 190.4629
[48 empty] | 4952 | 622.2105 | 258.2778 | 473.2 | 379.0952 | 50.7171 | 620.45 | 1057.7619 | 172.3878 | 400.2078 | 836.5448 | 190.4629
[48 empty] | 4953 | 622.2105 | 258.2778 | 473.2 | 379.0952 | 50.7171 | 620.45 | 1057.7619 | 172.3878 | 400.2078 | 836.5448 | 190.4629
[48 empty] | 4954 | 622.2105 | 258.2778 | 473.2 | 379.0952 | 50.7171 | 620.45 | 1057.7619 | 172.3878 | 400.2078 | 836.5448 | 190.4629
[48 empty] | 4955 | 622.2105 | 258.2778 | 473.2 | 379.0952 | 50.7171 | 620.45 | 1057.7619 | 172.3878 | 400.2078 | 836.5448 | 190.4629
[48 empty] | 4956 | 622.2105 | 258.2778 | 473.2 | 379.0952 | 50.7171 | 620.45 | 1057.7619 | 172.3878 | 400.2078 | 836.5448 | 190.4629
[48 empty] | 4957 | 622.2105 | 258.2778 | 473.2 | 379.0952 | 50.7171 | 620.45 | 1057.7619 | 172.3878 | 400.2078 | 836.5448 | 190.4629
[48 empty] | 4958 | 622.2105 | 258.2778 | 473.2 | 379.0952 | 50.7171 | 620.45 | 1057.7619 | 172.3878 | 400.2078 | 836.5448 | 190.4629
[48 empty] | 4959 | 622.2105 | 258.2778 | 473.2 | 379.0952 | 50.7171 | 620.45 | 1057.7619 | 172.3878 | 400.2078 | 836.5448 | 190.4629
[48 empty] | 4960 | 622.2105 | 258.2778 | 473.2 | 379.0952 | 50.7171 | 620.45 | 1057.7619 | 172.3878 | 400.2078 | 836.5448 | 190.4629
[48 empty] | 4961 | 622.2105 | 258.2778 | 473.2 | 379.0952 | 50.7171 | 620.45 | 1057.7619 | 172.3878 | 400.2078 | 836.5448 | 190.4629
[48 empty] | 4962 | 622.2105 | 258.2778 | 473.2 | 379.0952 | 50.7171 | 620.45 | 1057.7619 | 172.3878 | 400.2078 | 836.5448 | 190.4629
[48 empty] | 4963 | 622.2105 | 258.2778 | 473.2 | 379.0952 | 50.7171 | 620.45 | 1057.7619 | 172.3878 | 400.2078 | 836.5448 | 190.4629
[48 empty] | 4964 | 622.2105 | 258.2778 | 473.2 | 379.0952 | 50.7171 | 620.45 | 1057.7619 | 172.3878 | 400.2078 | 836.5448 | 190.4629
[48 empty] | 4965 | 622.2105 | 258.2778 | 473.2 | 379.0952 | 50.7171 | 620.45 | 1057.7619 | 172.3878 | 400.2078 | 836.5448 | 190.4629
[48 empty] | 4966 | 622.2105 | 258.2778 | 473.2 | 379.0952 | 50.7171 | 620.45 | 1057.7619 | 172.3878 | 400.2078 | 836.5448 | 190.4629
[48 empty] | 4967 | 622.2105 | 258.2778 | 473.2 | 379.0952 | 50.7171 | 620.45 | 1057.7619 | 172.3878 | 400.2078 | 836.5448 | 190.4629
[48 empty] | 4968 | 622.2105 | 258.2778 | 473.2 | 379.0952 | 50.7171 | 620.45 | 1057.7619 | 172.3878 | 400.2078 | 836.5448 | 190.4629
[48 empty] | 4969 | 612.9474 | 258.2222 | 468.4 | 376.7143 | 50.1307 | 628.75 | 1055 | 173.5852 | 403.3156 | 824.0252 | 191.2134
[48 empty] | 4970 | 612.9474 | 258.2222 | 468.4 | 376.7143 | 50.1307 | 628.75 | 1055 | 173.5852 | 403.3156 | 824.0252 | 191.2134
[48 empty] | 4971 | 612.9474 | 258.2222 | 468.4 | 376.7143 | 50.1307 | 628.75 | 1055 | 173.5852 | 403.3156 | 824.0252 | 191.2134
[48 empty] | 4972 | 612.9474 | 258.2222 | 468.4 | 376.7143 | 50.1307 | 628.75 | 1055 | 173.5852 | 403.3156 | 824.0252 | 191.2134
[48 empty] | 4973 | 612.9474 | 258.2222 | 468.4 | 376.7143 | 50.1307 | 628.75 | 1055 | 173.5852 | 403.3156 | 824.0252 | 191.2134
[48 empty] | 4974 | 612.9474 | 258.2222 | 468.4 | 376.7143 | 50.1307 | 628.75 | 1055 | 173.5852 | 403.3156 | 824.0252 | 191.2134
[48 empty] | 4975 | 612.9474 | 258.2222 | 468.4 | 376.7143 | 50.1307 | 628.75 | 1055 | 173.5852 | 403.3156 | 824.0252 | 191.2134
[48 empty] | 4976 | 612.9474 | 258.2222 | 468.4 | 376.7143 | 50.1307 | 628.75 | 1055 | 173.5852 | 403.3156 | 824.0252 | 191.2134
[48 empty] | 4977 | 612.9474 | 258.2222 | 468.4 | 376.7143 | 50.1307 | 628.75 | 1055 | 173.5852 | 403.3156 | 824.0252 | 191.2134
[48 empty] | 4978 | 612.9474 | 258.2222 | 468.4 | 376.7143 | 50.1307 | 628.75 | 1055 | 173.5852 | 403.3156 | 824.0252 | 191.2134
[48 empty] | 4979 | 612.9474 | 258.2222 | 468.4 | 376.7143 | 50.1307 | 628.75 | 1055 | 173.5852 | 403.3156 | 824.0252 | 191.2134
[48 empty] | 4980 | 612.9474 | 258.2222 | 468.4 | 376.7143 | 50.1307 | 628.75 | 1055 | 173.5852 | 403.3156 | 824.0252 | 191.2134
[48 empty] | 4981 | 612.9474 | 258.2222 | 468.4 | 376.7143 | 50.1307 | 628.75 | 1055 | 173.5852 | 403.3156 | 824.0252 | 191.2134
[48 empty] | 4982 | 612.9474 | 258.2222 | 468.4 | 376.7143 | 50.1307 | 628.75 | 1055 | 173.5852 | 403.3156 | 824.0252 | 191.2134
[48 empty] | 4983 | 612.9474 | 258.2222 | 468.4 | 376.7143 | 50.1307 | 628.75 | 1055 | 173.5852 | 403.3156 | 824.0252 | 191.2134
[48 empty] | 4984 | 612.9474 | 258.2222 | 468.4 | 376.7143 | 50.1307 | 628.75 | 1055 | 173.5852 | 403.3156 | 824.0252 | 191.2134
[48 empty] | 4985 | 612.9474 | 258.2222 | 468.4 | 376.7143 | 50.1307 | 628.75 | 1055 | 173.5852 | 403.3156 | 824.0252 | 191.2134
[48 empty] | 4986 | 612.9474 | 258.2222 | 468.4 | 376.7143 | 50.1307 | 628.75 | 1055 | 173.5852 | 403.3156 | 824.0252 | 191.2134
[48 empty] | 4987 | 612.9474 | 258.2222 | 468.4 | 376.7143 | 50.1307 | 628.75 | 1055 | 173.5852 | 403.3156 | 824.0252 | 191.2134
[48 empty] | 4988 | 612.9474 | 258.2222 | 468.4 | 376.7143 | 50.1307 | 628.75 | 1055 | 173.5852 | 403.3156 | 824.0252 | 191.2134
[48 empty] | 4989 | 612.9474 | 258.2222 | 468.4 | 376.7143 | 50.1307 | 628.75 | 1055 | 173.5852 | 403.3156 | 824.0252 | 191.2134
[48 empty] | 4990 | 612.9474 | 258.2222 | 468.4 | 376.7143 | 50.1307 | 628.75 | 1055 | 173.5852 | 403.3156 | 824.0252 | 191.2134
[48 empty] | 4991 | 612.9474 | 258.2222 | 468.4 | 376.7143 | 50.1307 | 628.75 | 1055 | 173.5852 | 403.3156 | 824.0252 | 191.2134
[48 empty] | 4992 | 612.9474 | 258.2222 | 468.4 | 376.7143 | 50.1307 | 628.75 | 1055 | 173.5852 | 403.3156 | 824.0252 | 191.2134
[48 empty] | 4993 | 605.8421 | 256.9444 | 463.2 | 375.8571 | 49.77 | 638.55 | 1050.4286 | 182.0618 | 404.9729 | 803.1871 | 192.2326
[48 empty] | 4994 | 605.8421 | 256.9444 | 463.2 | 375.8571 | 49.77 | 638.55 | 1050.4286 | 182.0618 | 404.9729 | 803.1871 | 192.2326
[48 empty] | 4995 | 605.8421 | 256.9444 | 463.2 | 375.8571 | 49.77 | 638.55 | 1050.4286 | 182.0618 | 404.9729 | 803.1871 | 192.2326
[48 empty] | 4996 | 605.8421 | 256.9444 | 463.2 | 375.8571 | 49.77 | 638.55 | 1050.4286 | 182.0618 | 404.9729 | 803.1871 | 192.2326
[48 empty] | 4997 | 605.8421 | 256.9444 | 463.2 | 375.8571 | 49.77 | 638.55 | 1050.4286 | 182.0618 | 404.9729 | 803.1871 | 192.2326
[48 empty] | 4998 | 605.8421 | 256.9444 | 463.2 | 375.8571 | 49.77 | 638.55 | 1050.4286 | 182.0618 | 404.9729 | 803.1871 | 192.2326
[48 empty] | 4999 | 605.8421 | 256.9444 | 463.2 | 375.8571 | 49.77 | 638.55 | 1050.4286 | 182.0618 | 404.9729 | 803.1871 | 192.2326
[48 empty] | 5000 | 605.8421 | 256.9444 | 463.2 | 375.8571 | 49.77 | 638.55 | 1050.4286 | 182.0618 | 404.9729 | 803.1871 | 192.2326
[48 empty] | 5001 | 605.8421 | 256.9444 | 463.2 | 375.8571 | 49.77 | 638.55 | 1050.4286 | 182.0618 | 404.9729 | 803.1871 | 192.2326
[48 empty] | 5002 | 605.8421 | 256.9444 | 463.2 | 375.8571 | 49.77 | 638.55 | 1050.4286 | 182.0618 | 404.9729 | 803.1871 | 192.2326
[48 empty] | 5003 | 605.8421 | 256.9444 | 463.2 | 375.8571 | 49.77 | 638.55 | 1050.4286 | 182.0618 | 404.9729 | 803.1871 | 192.2326
[48 empty] | 5004 | 605.8421 | 256.9444 | 463.2 | 375.8571 | 49.77 | 638.55 | 1050.4286 | 182.0618 | 404.9729 | 803.1871 | 192.2326
[48 empty] | 5005 | 605.8421 | 256.9444 | 463.2 | 375.8571 | 49.77 | 638.55 | 1050.4286 | 182.0618 | 404.9729 | 803.1871 | 192.2326
[48 empty] | 5006 | 605.8421 | 256.9444 | 463.2 | 375.8571 | 49.77 | 638.55 | 1050.4286 | 182.0618 | 404.9729 | 803.1871 | 192.2326
[48 empty] | 5007 | 605.8421 | 256.9444 | 463.2 | 375.8571 | 49.77 | 638.55 | 1050.4286 | 182.0618 | 404.9729 | 803.1871 | 192.2326
[48 empty] | 5008 | 605.8421 | 256.9444 | 463.2 | 375.8571 | 49.77 | 638.55 | 1050.4286 | 182.0618 | 404.9729 | 803.1871 | 192.2326
[48 empty] | 5009 | 605.8421 | 256.9444 | 463.2 | 375.8571 | 49.77 | 638.55 | 1050.4286 | 182.0618 | 404.9729 | 803.1871 | 192.2326
[48 empty] | 5010 | 605.8421 | 256.9444 | 463.2 | 375.8571 | 49.77 | 638.55 | 1050.4286 | 182.0618 | 404.9729 | 803.1871 | 192.2326
[48 empty] | 5011 | 605.8421 | 256.9444 | 463.2 | 375.8571 | 49.77 | 638.55 | 1050.4286 | 182.0618 | 404.9729 | 803.1871 | 192.2326
[48 empty] | 5012 | 605.8421 | 256.9444 | 463.2 | 375.8571 | 49.77 | 638.55 | 1050.4286 | 182.0618 | 404.9729 | 803.1871 | 192.2326
[48 empty] | 5013 | 605.8421 | 256.9444 | 463.2 | 375.8571 | 49.77 | 638.55 | 1050.4286 | 182.0618 | 404.9729 | 803.1871 | 192.2326
[48 empty] | 5014 | 605.8421 | 256.9444 | 463.2 | 375.8571 | 49.77 | 638.55 | 1050.4286 | 182.0618 | 404.9729 | 803.1871 | 192.2326
[48 empty] | 5015 | 605.8421 | 256.9444 | 463.2 | 375.8571 | 49.77 | 638.55 | 1050.4286 | 182.0618 | 404.9729 | 803.1871 | 192.2326
[48 empty] | 5016 | 605.8421 | 256.9444 | 463.2 | 375.8571 | 49.77 | 638.55 | 1050.4286 | 182.0618 | 404.9729 | 803.1871 | 192.2326
[48 empty] | 5017 | 599.4211 | 255.2778 | 457.95 | 373.8095 | 49.6229 | 661.5714 | 1052.1429 | 175.7438 | 403.285 | 788.5722 | 192.8071
[48 empty] | 5018 | 599.4211 | 255.2778 | 457.95 | 373.8095 | 49.6229 | 661.5714 | 1052.1429 | 175.7438 | 403.285 | 788.5722 | 192.8071
[48 empty] | 5019 | 599.4211 | 255.2778 | 457.95 | 373.8095 | 49.6229 | 661.5714 | 1052.1429 | 175.7438 | 403.285 | 788.5722 | 192.8071
[48 empty] | 5020 | 599.4211 | 255.2778 | 457.95 | 373.8095 | 49.6229 | 661.5714 | 1052.1429 | 175.7438 | 403.285 | 788.5722 | 192.8071
[48 empty] | 5021 | 599.4211 | 255.2778 | 457.95 | 373.8095 | 49.6229 | 661.5714 | 1052.1429 | 175.7438 | 403.285 | 788.5722 | 192.8071
[48 empty] | 5022 | 599.4211 | 255.2778 | 457.95 | 373.8095 | 49.6229 | 661.5714 | 1052.1429 | 175.7438 | 403.285 | 788.5722 | 192.8071
[48 empty] | 5023 | 599.4211 | 255.2778 | 457.95 | 373.8095 | 49.6229 | 661.5714 | 1052.1429 | 175.7438 | 403.285 | 788.5722 | 192.8071
[48 empty] | 5024 | 599.4211 | 255.2778 | 457.95 | 373.8095 | 49.6229 | 661.5714 | 1052.1429 | 175.7438 | 403.285 | 788.5722 | 192.8071
[48 empty] | 5025 | 599.4211 | 255.2778 | 457.95 | 373.8095 | 49.6229 | 661.5714 | 1052.1429 | 175.7438 | 403.285 | 788.5722 | 192.8071
[48 empty] | 5026 | 599.4211 | 255.2778 | 457.95 | 373.8095 | 49.6229 | 661.5714 | 1052.1429 | 175.7438 | 403.285 | 788.5722 | 192.8071
[48 empty] | 5027 | 599.4211 | 255.2778 | 457.95 | 373.8095 | 49.6229 | 661.5714 | 1052.1429 | 175.7438 | 403.285 | 788.5722 | 192.8071
[48 empty] | 5028 | 599.4211 | 255.2778 | 457.95 | 373.8095 | 49.6229 | 661.5714 | 1052.1429 | 175.7438 | 403.285 | 788.5722 | 192.8071
[48 empty] | 5029 | 599.4211 | 255.2778 | 457.95 | 373.8095 | 49.6229 | 661.5714 | 1052.1429 | 175.7438 | 403.285 | 788.5722 | 192.8071
[48 empty] | 5030 | 599.4211 | 255.2778 | 457.95 | 373.8095 | 49.6229 | 661.5714 | 1052.1429 | 175.7438 | 403.285 | 788.5722 | 192.8071
[48 empty] | 5031 | 599.4211 | 255.2778 | 457.95 | 373.8095 | 49.6229 | 661.5714 | 1052.1429 | 175.7438 | 403.285 | 788.5722 | 192.8071
[48 empty] | 5032 | 599.4211 | 255.2778 | 457.95 | 373.8095 | 49.6229 | 661.5714 | 1052.1429 | 175.7438 | 403.285 | 788.5722 | 192.8071
[48 empty] | 5033 | 599.4211 | 255.2778 | 457.95 | 373.8095 | 49.6229 | 661.5714 | 1052.1429 | 175.7438 | 403.285 | 788.5722 | 192.8071
[48 empty] | 5034 | 599.4211 | 255.2778 | 457.95 | 373.8095 | 49.6229 | 661.5714 | 1052.1429 | 175.7438 | 403.285 | 788.5722 | 192.8071
[48 empty] | 5035 | 599.4211 | 255.2778 | 457.95 | 373.8095 | 49.6229 | 661.5714 | 1052.1429 | 175.7438 | 403.285 | 788.5722 | 192.8071
[48 empty] | 5036 | 599.4211 | 255.2778 | 457.95 | 373.8095 | 49.6229 | 661.5714 | 1052.1429 | 175.7438 | 403.285 | 788.5722 | 192.8071
[48 empty] | 5037 | 599.4211 | 255.2778 | 457.95 | 373.8095 | 49.6229 | 661.5714 | 1052.1429 | 175.7438 | 403.285 | 788.5722 | 192.8071
[48 empty] | 5038 | 599.4211 | 255.2778 | 457.95 | 373.8095 | 49.6229 | 661.5714 | 1052.1429 | 175.7438 | 403.285 | 788.5722 | 192.8071
[48 empty] | 5039 | 599.4211 | 255.2778 | 457.95 | 373.8095 | 49.6229 | 661.5714 | 1052.1429 | 175.7438 | 403.285 | 788.5722 | 192.8071
[48 empty] | 5040 | 599.4211 | 255.2778 | 457.95 | 373.8095 | 49.6229 | 661.5714 | 1052.1429 | 175.7438 | 403.285 | 788.5722 | 192.8071
[48 empty] | 5041 | 591.6316 | 251.8333 | 452.4 | 373.3333 | 49.3821 | 655.4 | 1051.1905 | 177.7378 | 410.4626 | 799.711 | 193.7558
[48 empty] | 5042 | 591.6316 | 251.8333 | 452.4 | 373.3333 | 49.3821 | 655.4 | 1051.1905 | 177.7378 | 410.4626 | 799.711 | 193.7558
[48 empty] | 5043 | 591.6316 | 251.8333 | 452.4 | 373.3333 | 49.3821 | 655.4 | 1051.1905 | 177.7378 | 410.4626 | 799.711 | 193.7558
[48 empty] | 5044 | 591.6316 | 251.8333 | 452.4 | 373.3333 | 49.3821 | 655.4 | 1051.1905 | 177.7378 | 410.4626 | 799.711 | 193.7558
[48 empty] | 5045 | 591.6316 | 251.8333 | 452.4 | 373.3333 | 49.3821 | 655.4 | 1051.1905 | 177.7378 | 410.4626 | 799.711 | 193.7558
[48 empty] | 5046 | 591.6316 | 251.8333 | 452.4 | 373.3333 | 49.3821 | 655.4 | 1051.1905 | 177.7378 | 410.4626 | 799.711 | 193.7558
[48 empty] | 5047 | 591.6316 | 251.8333 | 452.4 | 373.3333 | 49.3821 | 655.4 | 1051.1905 | 177.7378 | 410.4626 | 799.711 | 193.7558
[48 empty] | 5048 | 591.6316 | 251.8333 | 452.4 | 373.3333 | 49.3821 | 655.4 | 1051.1905 | 177.7378 | 410.4626 | 799.711 | 193.7558
[48 empty] | 5049 | 591.6316 | 251.8333 | 452.4 | 373.3333 | 49.3821 | 655.4 | 1051.1905 | 177.7378 | 410.4626 | 799.711 | 193.7558
[48 empty] | 5050 | 591.6316 | 251.8333 | 452.4 | 373.3333 | 49.3821 | 655.4 | 1051.1905 | 177.7378 | 410.4626 | 799.711 | 193.7558
[48 empty] | 5051 | 591.6316 | 251.8333 | 452.4 | 373.3333 | 49.3821 | 655.4 | 1051.1905 | 177.7378 | 410.4626 | 799.711 | 193.7558
[48 empty] | 5052 | 591.6316 | 251.8333 | 452.4 | 373.3333 | 49.3821 | 655.4 | 1051.1905 | 177.7378 | 410.4626 | 799.711 | 193.7558
[48 empty] | 5053 | 591.6316 | 251.8333 | 452.4 | 373.3333 | 49.3821 | 655.4 | 1051.1905 | 177.7378 | 410.4626 | 799.711 | 193.7558
[48 empty] | 5054 | 591.6316 | 251.8333 | 452.4 | 373.3333 | 49.3821 | 655.4 | 1051.1905 | 177.7378 | 410.4626 | 799.711 | 193.7558
[48 empty] | 5055 | 591.6316 | 251.8333 | 452.4 | 373.3333 | 49.3821 | 655.4 | 1051.1905 | 177.7378 | 410.4626 | 799.711 | 193.7558
[48 empty] | 5056 | 591.6316 | 251.8333 | 452.4 | 373.3333 | 49.3821 | 655.4 | 1051.1905 | 177.7378 | 410.4626 | 799.711 | 193.7558
[48 empty] | 5057 | 591.6316 | 251.8333 | 452.4 | 373.3333 | 49.3821 | 655.4 | 1051.1905 | 177.7378 | 410.4626 | 799.711 | 193.7558
[48 empty] | 5058 | 591.6316 | 251.8333 | 452.4 | 373.3333 | 49.3821 | 655.4 | 1051.1905 | 177.7378 | 410.4626 | 799.711 | 193.7558
[48 empty] | 5059 | 591.6316 | 251.8333 | 452.4 | 373.3333 | 49.3821 | 655.4 | 1051.1905 | 177.7378 | 410.4626 | 799.711 | 193.7558
[48 empty] | 5060 | 591.6316 | 251.8333 | 452.4 | 373.3333 | 49.3821 | 655.4 | 1051.1905 | 177.7378 | 410.4626 | 799.711 | 193.7558
[48 empty] | 5061 | 591.6316 | 251.8333 | 452.4 | 373.3333 | 49.3821 | 655.4 | 1051.1905 | 177.7378 | 410.4626 | 799.711 | 193.7558
[48 empty] | 5062 | 591.6316 | 251.8333 | 452.4 | 373.3333 | 49.3821 | 655.4 | 1051.1905 | 177.7378 | 410.4626 | 799.711 | 193.7558
[48 empty] | 5063 | 591.6316 | 251.8333 | 452.4 | 373.3333 | 49.3821 | 655.4 | 1051.1905 | 177.7378 | 410.4626 | 799.711 | 193.7558
[48 empty] | 5064 | 591.6316 | 251.8333 | 452.4 | 373.3333 | 49.3821 | 655.4 | 1051.1905 | 177.7378 | 410.4626 | 799.711 | 193.7558
[48 empty] | 5065 | 582.2105 | 248.8889 | 447.1 | 375.1905 | 49.92 | 663.25 | 1053.6667 | 181.3033 | 404.5831 | 796.0623 | 192.2961
[48 empty] | 5066 | 582.2105 | 248.8889 | 447.1 | 375.1905 | 49.92 | 663.25 | 1053.6667 | 181.3033 | 404.5831 | 796.0623 | 192.2961
[48 empty] | 5067 | 582.2105 | 248.8889 | 447.1 | 375.1905 | 49.92 | 663.25 | 1053.6667 | 181.3033 | 404.5831 | 796.0623 | 192.2961
[48 empty] | 5068 | 582.2105 | 248.8889 | 447.1 | 375.1905 | 49.92 | 663.25 | 1053.6667 | 181.3033 | 404.5831 | 796.0623 | 192.2961
[48 empty] | 5069 | 582.2105 | 248.8889 | 447.1 | 375.1905 | 49.92 | 663.25 | 1053.6667 | 181.3033 | 404.5831 | 796.0623 | 192.2961
[48 empty] | 5070 | 582.2105 | 248.8889 | 447.1 | 375.1905 | 49.92 | 663.25 | 1053.6667 | 181.3033 | 404.5831 | 796.0623 | 192.2961
[48 empty] | 5071 | 582.2105 | 248.8889 | 447.1 | 375.1905 | 49.92 | 663.25 | 1053.6667 | 181.3033 | 404.5831 | 796.0623 | 192.2961
[48 empty] | 5072 | 582.2105 | 248.8889 | 447.1 | 375.1905 | 49.92 | 663.25 | 1053.6667 | 181.3033 | 404.5831 | 796.0623 | 192.2961
[48 empty] | 5073 | 582.2105 | 248.8889 | 447.1 | 375.1905 | 49.92 | 663.25 | 1053.6667 | 181.3033 | 404.5831 | 796.0623 | 192.2961
[48 empty] | 5074 | 582.2105 | 248.8889 | 447.1 | 375.1905 | 49.92 | 663.25 | 1053.6667 | 181.3033 | 404.5831 | 796.0623 | 192.2961
[48 empty] | 5075 | 582.2105 | 248.8889 | 447.1 | 375.1905 | 49.92 | 663.25 | 1053.6667 | 181.3033 | 404.5831 | 796.0623 | 192.2961
[48 empty] | 5076 | 582.2105 | 248.8889 | 447.1 | 375.1905 | 49.92 | 663.25 | 1053.6667 | 181.3033 | 404.5831 | 796.0623 | 192.2961
[48 empty] | 5077 | 582.2105 | 248.8889 | 447.1 | 375.1905 | 49.92 | 663.25 | 1053.6667 | 181.3033 | 404.5831 | 796.0623 | 192.2961
[48 empty] | 5078 | 582.2105 | 248.8889 | 447.1 | 375.1905 | 49.92 | 663.25 | 1053.6667 | 181.3033 | 404.5831 | 796.0623 | 192.2961
[48 empty] | 5079 | 582.2105 | 248.8889 | 447.1 | 375.1905 | 49.92 | 663.25 | 1053.6667 | 181.3033 | 404.5831 | 796.0623 | 192.2961
[48 empty] | 5080 | 582.2105 | 248.8889 | 447.1 | 375.1905 | 49.92 | 663.25 | 1053.6667 | 181.3033 | 404.5831 | 796.0623 | 192.2961
[48 empty] | 5081 | 582.2105 | 248.8889 | 447.1 | 375.1905 | 49.92 | 663.25 | 1053.6667 | 181.3033 | 404.5831 | 796.0623 | 192.2961
[48 empty] | 5082 | 582.2105 | 248.8889 | 447.1 | 375.1905 | 49.92 | 663.25 | 1053.6667 | 181.3033 | 404.5831 | 796.0623 | 192.2961
[48 empty] | 5083 | 582.2105 | 248.8889 | 447.1 | 375.1905 | 49.92 | 663.25 | 1053.6667 | 181.3033 | 404.5831 | 796.0623 | 192.2961
[48 empty] | 5084 | 582.2105 | 248.8889 | 447.1 | 375.1905 | 49.92 | 663.25 | 1053.6667 | 181.3033 | 404.5831 | 796.0623 | 192.2961
[48 empty] | 5085 | 582.2105 | 248.8889 | 447.1 | 375.1905 | 49.92 | 663.25 | 1053.6667 | 181.3033 | 404.5831 | 796.0623 | 192.2961
[48 empty] | 5086 | 582.2105 | 248.8889 | 447.1 | 375.1905 | 49.92 | 663.25 | 1053.6667 | 181.3033 | 404.5831 | 796.0623 | 192.2961
[48 empty] | 5087 | 582.2105 | 248.8889 | 447.1 | 375.1905 | 49.92 | 663.25 | 1053.6667 | 181.3033 | 404.5831 | 796.0623 | 192.2961
[48 empty] | 5088 | 582.2105 | 248.8889 | 447.1 | 375.1905 | 49.92 | 663.25 | 1053.6667 | 181.3033 | 404.5831 | 796.0623 | 192.2961
[48 empty] | 5089 | 576.0526 | 247.3889 | 441.9 | 375.1905 | 51.775 | 671.8 | 1041.6364 | 184.2356 | 397.8949 | 795.3225 | 192.5165
[48 empty] | 5090 | 576.0526 | 247.3889 | 441.9 | 375.1905 | 51.775 | 671.8 | 1041.6364 | 184.2356 | 397.8949 | 795.3225 | 192.5165
[48 empty] | 5091 | 576.0526 | 247.3889 | 441.9 | 375.1905 | 51.775 | 671.8 | 1041.6364 | 184.2356 | 397.8949 | 795.3225 | 192.5165
[48 empty] | 5092 | 576.0526 | 247.3889 | 441.9 | 375.1905 | 51.775 | 671.8 | 1041.6364 | 184.2356 | 397.8949 | 795.3225 | 192.5165
[48 empty] | 5093 | 576.0526 | 247.3889 | 441.9 | 375.1905 | 51.775 | 671.8 | 1041.6364 | 184.2356 | 397.8949 | 795.3225 | 192.5165
[48 empty] | 5094 | 576.0526 | 247.3889 | 441.9 | 375.1905 | 51.775 | 671.8 | 1041.6364 | 184.2356 | 397.8949 | 795.3225 | 192.5165
[48 empty] | 5095 | 576.0526 | 247.3889 | 441.9 | 375.1905 | 51.775 | 671.8 | 1041.6364 | 184.2356 | 397.8949 | 795.3225 | 192.5165
[48 empty] | 5096 | 576.0526 | 247.3889 | 441.9 | 375.1905 | 51.775 | 671.8 | 1041.6364 | 184.2356 | 397.8949 | 795.3225 | 192.5165
[48 empty] | 5097 | 576.0526 | 247.3889 | 441.9 | 375.1905 | 51.775 | 671.8 | 1041.6364 | 184.2356 | 397.8949 | 795.3225 | 192.5165
[48 empty] | 5098 | 576.0526 | 247.3889 | 441.9 | 375.1905 | 51.775 | 671.8 | 1041.6364 | 184.2356 | 397.8949 | 795.3225 | 192.5165
[48 empty] | 5099 | 576.0526 | 247.3889 | 441.9 | 375.1905 | 51.775 | 671.8 | 1041.6364 | 184.2356 | 397.8949 | 795.3225 | 192.5165
[48 empty] | 5100 | 576.0526 | 247.3889 | 441.9 | 375.1905 | 51.775 | 671.8 | 1041.6364 | 184.2356 | 397.8949 | 795.3225 | 192.5165
[48 empty] | 5101 | 576.0526 | 247.3889 | 441.9 | 375.1905 | 51.775 | 671.8 | 1041.6364 | 184.2356 | 397.8949 | 795.3225 | 192.5165
[48 empty] | 5102 | 576.0526 | 247.3889 | 441.9 | 375.1905 | 51.775 | 671.8 | 1041.6364 | 184.2356 | 397.8949 | 795.3225 | 192.5165
[48 empty] | 5103 | 576.0526 | 247.3889 | 441.9 | 375.1905 | 51.775 | 671.8 | 1041.6364 | 184.2356 | 397.8949 | 795.3225 | 192.5165
[48 empty] | 5104 | 576.0526 | 247.3889 | 441.9 | 375.1905 | 51.775 | 671.8 | 1041.6364 | 184.2356 | 397.8949 | 795.3225 | 192.5165
[48 empty] | 5105 | 576.0526 | 247.3889 | 441.9 | 375.1905 | 51.775 | 671.8 | 1041.6364 | 184.2356 | 397.8949 | 795.3225 | 192.5165
[48 empty] | 5106 | 576.0526 | 247.3889 | 441.9 | 375.1905 | 51.775 | 671.8 | 1041.6364 | 184.2356 | 397.8949 | 795.3225 | 192.5165
[48 empty] | 5107 | 576.0526 | 247.3889 | 441.9 | 375.1905 | 51.775 | 671.8 | 1041.6364 | 184.2356 | 397.8949 | 795.3225 | 192.5165
[48 empty] | 5108 | 576.0526 | 247.3889 | 441.9 | 375.1905 | 51.775 | 671.8 | 1041.6364 | 184.2356 | 397.8949 | 795.3225 | 192.5165
[48 empty] | 5109 | 576.0526 | 247.3889 | 441.9 | 375.1905 | 51.775 | 671.8 | 1041.6364 | 184.2356 | 397.8949 | 795.3225 | 192.5165
[48 empty] | 5110 | 576.0526 | 247.3889 | 441.9 | 375.1905 | 51.775 | 671.8 | 1041.6364 | 184.2356 | 397.8949 | 795.3225 | 192.5165
[48 empty] | 5111 | 576.0526 | 247.3889 | 441.9 | 375.1905 | 51.775 | 671.8 | 1041.6364 | 184.2356 | 397.8949 | 795.3225 | 192.5165
[48 empty] | 5112 | 576.0526 | 247.3889 | 441.9 | 375.1905 | 51.775 | 671.8 | 1041.6364 | 184.2356 | 397.8949 | 795.3225 | 192.5165
[48 empty] | 5113 | 566.5263 | 245.2222 | 436.25 | 375.9048 | 53.9121 | 682.5 | 1040.5455 | 186.1364 | 395.2959 | 797.8825 | 192.3047
[48 empty] | 5114 | 566.5263 | 245.2222 | 436.25 | 375.9048 | 53.9121 | 682.5 | 1040.5455 | 186.1364 | 395.2959 | 797.8825 | 192.3047
[48 empty] | 5115 | 566.5263 | 245.2222 | 436.25 | 375.9048 | 53.9121 | 682.5 | 1040.5455 | 186.1364 | 395.2959 | 797.8825 | 192.3047
[48 empty] | 5116 | 566.5263 | 245.2222 | 436.25 | 375.9048 | 53.9121 | 682.5 | 1040.5455 | 186.1364 | 395.2959 | 797.8825 | 192.3047
[48 empty] | 5117 | 566.5263 | 245.2222 | 436.25 | 375.9048 | 53.9121 | 682.5 | 1040.5455 | 186.1364 | 395.2959 | 797.8825 | 192.3047
[48 empty] | 5118 | 566.5263 | 245.2222 | 436.25 | 375.9048 | 53.9121 | 682.5 | 1040.5455 | 186.1364 | 395.2959 | 797.8825 | 192.3047
[48 empty] | 5119 | 566.5263 | 245.2222 | 436.25 | 375.9048 | 53.9121 | 682.5 | 1040.5455 | 186.1364 | 395.2959 | 797.8825 | 192.3047
[48 empty] | 5120 | 566.5263 | 245.2222 | 436.25 | 375.9048 | 53.9121 | 682.5 | 1040.5455 | 186.1364 | 395.2959 | 797.8825 | 192.3047
[48 empty] | 5121 | 566.5263 | 245.2222 | 436.25 | 375.9048 | 53.9121 | 682.5 | 1040.5455 | 186.1364 | 395.2959 | 797.8825 | 192.3047
[48 empty] | 5122 | 566.5263 | 245.2222 | 436.25 | 375.9048 | 53.9121 | 682.5 | 1040.5455 | 186.1364 | 395.2959 | 797.8825 | 192.3047
[48 empty] | 5123 | 566.5263 | 245.2222 | 436.25 | 375.9048 | 53.9121 | 682.5 | 1040.5455 | 186.1364 | 395.2959 | 797.8825 | 192.3047
[48 empty] | 5124 | 566.5263 | 245.2222 | 436.25 | 375.9048 | 53.9121 | 682.5 | 1040.5455 | 186.1364 | 395.2959 | 797.8825 | 192.3047
[48 empty] | 5125 | 566.5263 | 245.2222 | 436.25 | 375.9048 | 53.9121 | 682.5 | 1040.5455 | 186.1364 | 395.2959 | 797.8825 | 192.3047
[48 empty] | 5126 | 566.5263 | 245.2222 | 436.25 | 375.9048 | 53.9121 | 682.5 | 1040.5455 | 186.1364 | 395.2959 | 797.8825 | 192.3047
[48 empty] | 5127 | 566.5263 | 245.2222 | 436.25 | 375.9048 | 53.9121 | 682.5 | 1040.5455 | 186.1364 | 395.2959 | 797.8825 | 192.3047
[48 empty] | 5128 | 566.5263 | 245.2222 | 436.25 | 375.9048 | 53.9121 | 682.5 | 1040.5455 | 186.1364 | 395.2959 | 797.8825 | 192.3047
[48 empty] | 5129 | 566.5263 | 245.2222 | 436.25 | 375.9048 | 53.9121 | 682.5 | 1040.5455 | 186.1364 | 395.2959 | 797.8825 | 192.3047
[48 empty] | 5130 | 566.5263 | 245.2222 | 436.25 | 375.9048 | 53.9121 | 682.5 | 1040.5455 | 186.1364 | 395.2959 | 797.8825 | 192.3047
[48 empty] | 5131 | 566.5263 | 245.2222 | 436.25 | 375.9048 | 53.9121 | 682.5 | 1040.5455 | 186.1364 | 395.2959 | 797.8825 | 192.3047
[48 empty] | 5132 | 566.5263 | 245.2222 | 436.25 | 375.9048 | 53.9121 | 682.5 | 1040.5455 | 186.1364 | 395.2959 | 797.8825 | 192.3047
[48 empty] | 5133 | 566.5263 | 245.2222 | 436.25 | 375.9048 | 53.9121 | 682.5 | 1040.5455 | 186.1364 | 395.2959 | 797.8825 | 192.3047
[48 empty] | 5134 | 566.5263 | 245.2222 | 436.25 | 375.9048 | 53.9121 | 682.5 | 1040.5455 | 186.1364 | 395.2959 | 797.8825 | 192.3047
[48 empty] | 5135 | 566.5263 | 245.2222 | 436.25 | 375.9048 | 53.9121 | 682.5 | 1040.5455 | 186.1364 | 395.2959 | 797.8825 | 192.3047
[48 empty] | 5136 | 566.5263 | 245.2222 | 436.25 | 375.9048 | 53.9121 | 682.5 | 1040.5455 | 186.1364 | 395.2959 | 797.8825 | 192.3047
[48 empty] | 5137 | 559.9474 | 244.6667 | 431.55 | 377.9048 | 55.61 | 694.55 | 1036.9545 | 189.1992 | 391.8749 | 800.1501 | 191.5943
[48 empty] | 5138 | 559.9474 | 244.6667 | 431.55 | 377.9048 | 55.61 | 694.55 | 1036.9545 | 189.1992 | 391.8749 | 800.1501 | 191.5943
[48 empty] | 5139 | 559.9474 | 244.6667 | 431.55 | 377.9048 | 55.61 | 694.55 | 1036.9545 | 189.1992 | 391.8749 | 800.1501 | 191.5943
[48 empty] | 5140 | 559.9474 | 244.6667 | 431.55 | 377.9048 | 55.61 | 694.55 | 1036.9545 | 189.1992 | 391.8749 | 800.1501 | 191.5943
[48 empty] | 5141 | 559.9474 | 244.6667 | 431.55 | 377.9048 | 55.61 | 694.55 | 1036.9545 | 189.1992 | 391.8749 | 800.1501 | 191.5943
[48 empty] | 5142 | 559.9474 | 244.6667 | 431.55 | 377.9048 | 55.61 | 694.55 | 1036.9545 | 189.1992 | 391.8749 | 800.1501 | 191.5943
[48 empty] | 5143 | 559.9474 | 244.6667 | 431.55 | 377.9048 | 55.61 | 694.55 | 1036.9545 | 189.1992 | 391.8749 | 800.1501 | 191.5943
[48 empty] | 5144 | 559.9474 | 244.6667 | 431.55 | 377.9048 | 55.61 | 694.55 | 1036.9545 | 189.1992 | 391.8749 | 800.1501 | 191.5943
[48 empty] | 5145 | 559.9474 | 244.6667 | 431.55 | 377.9048 | 55.61 | 694.55 | 1036.9545 | 189.1992 | 391.8749 | 800.1501 | 191.5943
[48 empty] | 5146 | 559.9474 | 244.6667 | 431.55 | 377.9048 | 55.61 | 694.55 | 1036.9545 | 189.1992 | 391.8749 | 800.1501 | 191.5943
[48 empty] | 5147 | 559.9474 | 244.6667 | 431.55 | 377.9048 | 55.61 | 694.55 | 1036.9545 | 189.1992 | 391.8749 | 800.1501 | 191.5943
[48 empty] | 5148 | 559.9474 | 244.6667 | 431.55 | 377.9048 | 55.61 | 694.55 | 1036.9545 | 189.1992 | 391.8749 | 800.1501 | 191.5943
[48 empty] | 5149 | 559.9474 | 244.6667 | 431.55 | 377.9048 | 55.61 | 694.55 | 1036.9545 | 189.1992 | 391.8749 | 800.1501 | 191.5943
[48 empty] | 5150 | 559.9474 | 244.6667 | 431.55 | 377.9048 | 55.61 | 694.55 | 1036.9545 | 189.1992 | 391.8749 | 800.1501 | 191.5943
[48 empty] | 5151 | 559.9474 | 244.6667 | 431.55 | 377.9048 | 55.61 | 694.55 | 1036.9545 | 189.1992 | 391.8749 | 800.1501 | 191.5943
[48 empty] | 5152 | 559.9474 | 244.6667 | 431.55 | 377.9048 | 55.61 | 694.55 | 1036.9545 | 189.1992 | 391.8749 | 800.1501 | 191.5943
[48 empty] | 5153 | 559.9474 | 244.6667 | 431.55 | 377.9048 | 55.61 | 694.55 | 1036.9545 | 189.1992 | 391.8749 | 800.1501 | 191.5943
[48 empty] | 5154 | 559.9474 | 244.6667 | 431.55 | 377.9048 | 55.61 | 694.55 | 1036.9545 | 189.1992 | 391.8749 | 800.1501 | 191.5943
[48 empty] | 5155 | 559.9474 | 244.6667 | 431.55 | 377.9048 | 55.61 | 694.55 | 1036.9545 | 189.1992 | 391.8749 | 800.1501 | 191.5943
[48 empty] | 5156 | 559.9474 | 244.6667 | 431.55 | 377.9048 | 55.61 | 694.55 | 1036.9545 | 189.1992 | 391.8749 | 800.1501 | 191.5943
[48 empty] | 5157 | 559.9474 | 244.6667 | 431.55 | 377.9048 | 55.61 | 694.55 | 1036.9545 | 189.1992 | 391.8749 | 800.1501 | 191.5943
[48 empty] | 5158 | 559.9474 | 244.6667 | 431.55 | 377.9048 | 55.61 | 694.55 | 1036.9545 | 189.1992 | 391.8749 | 800.1501 | 191.5943
[48 empty] | 5159 | 559.9474 | 244.6667 | 431.55 | 377.9048 | 55.61 | 694.55 | 1036.9545 | 189.1992 | 391.8749 | 800.1501 | 191.5943
[48 empty] | 5160 | 559.9474 | 244.6667 | 431.55 | 377.9048 | 55.61 | 694.55 | 1036.9545 | 189.1992 | 391.8749 | 800.1501 | 191.5943
[48 empty] | 5161 | 552.0526 | 245.7222 | 427.5 | 378.8571 | 56.2264 | 706.1 | 1033.2727 | 190.9467 | 381.3353 | 803.979 | 187.93
[48 empty] | 5162 | 552.0526 | 245.7222 | 427.5 | 378.8571 | 56.2264 | 706.1 | 1033.2727 | 190.9467 | 381.3353 | 803.979 | 187.93
[48 empty] | 5163 | 552.0526 | 245.7222 | 427.5 | 378.8571 | 56.2264 | 706.1 | 1033.2727 | 190.9467 | 381.3353 | 803.979 | 187.93
[48 empty] | 5164 | 552.0526 | 245.7222 | 427.5 | 378.8571 | 56.2264 | 706.1 | 1033.2727 | 190.9467 | 381.3353 | 803.979 | 187.93
[48 empty] | 5165 | 552.0526 | 245.7222 | 427.5 | 378.8571 | 56.2264 | 706.1 | 1033.2727 | 190.9467 | 381.3353 | 803.979 | 187.93
[48 empty] | 5166 | 552.0526 | 245.7222 | 427.5 | 378.8571 | 56.2264 | 706.1 | 1033.2727 | 190.9467 | 381.3353 | 803.979 | 187.93
[48 empty] | 5167 | 552.0526 | 245.7222 | 427.5 | 378.8571 | 56.2264 | 706.1 | 1033.2727 | 190.9467 | 381.3353 | 803.979 | 187.93
[48 empty] | 5168 | 552.0526 | 245.7222 | 427.5 | 378.8571 | 56.2264 | 706.1 | 1033.2727 | 190.9467 | 381.3353 | 803.979 | 187.93
[48 empty] | 5169 | 552.0526 | 245.7222 | 427.5 | 378.8571 | 56.2264 | 706.1 | 1033.2727 | 190.9467 | 381.3353 | 803.979 | 187.93
[48 empty] | 5170 | 552.0526 | 245.7222 | 427.5 | 378.8571 | 56.2264 | 706.1 | 1033.2727 | 190.9467 | 381.3353 | 803.979 | 187.93
[48 empty] | 5171 | 552.0526 | 245.7222 | 427.5 | 378.8571 | 56.2264 | 706.1 | 1033.2727 | 190.9467 | 381.3353 | 803.979 | 187.93
[48 empty] | 5172 | 552.0526 | 245.7222 | 427.5 | 378.8571 | 56.2264 | 706.1 | 1033.2727 | 190.9467 | 381.3353 | 803.979 | 187.93
[48 empty] | 5173 | 552.0526 | 245.7222 | 427.5 | 378.8571 | 56.2264 | 706.1 | 1033.2727 | 190.9467 | 381.3353 | 803.979 | 187.93
[48 empty] | 5174 | 552.0526 | 245.7222 | 427.5 | 378.8571 | 56.2264 | 706.1 | 1033.2727 | 190.9467 | 381.3353 | 803.979 | 187.93
[48 empty] | 5175 | 552.0526 | 245.7222 | 427.5 | 378.8571 | 56.2264 | 706.1 | 1033.2727 | 190.9467 | 381.3353 | 803.979 | 187.93
[48 empty] | 5176 | 552.0526 | 245.7222 | 427.5 | 378.8571 | 56.2264 | 706.1 | 1033.2727 | 190.9467 | 381.3353 | 803.979 | 187.93
[48 empty] | 5177 | 552.0526 | 245.7222 | 427.5 | 378.8571 | 56.2264 | 706.1 | 1033.2727 | 190.9467 | 381.3353 | 803.979 | 187.93
[48 empty] | 5178 | 552.0526 | 245.7222 | 427.5 | 378.8571 | 56.2264 | 706.1 | 1033.2727 | 190.9467 | 381.3353 | 803.979 | 187.93
[48 empty] | 5179 | 552.0526 | 245.7222 | 427.5 | 378.8571 | 56.2264 | 706.1 | 1033.2727 | 190.9467 | 381.3353 | 803.979 | 187.93
[48 empty] | 5180 | 552.0526 | 245.7222 | 427.5 | 378.8571 | 56.2264 | 706.1 | 1033.2727 | 190.9467 | 381.3353 | 803.979 | 187.93
[48 empty] | 5181 | 552.0526 | 245.7222 | 427.5 | 378.8571 | 56.2264 | 706.1 | 1033.2727 | 190.9467 | 381.3353 | 803.979 | 187.93
[48 empty] | 5182 | 552.0526 | 245.7222 | 427.5 | 378.8571 | 56.2264 | 706.1 | 1033.2727 | 190.9467 | 381.3353 | 803.979 | 187.93
[48 empty] | 5183 | 552.0526 | 245.7222 | 427.5 | 378.8571 | 56.2264 | 706.1 | 1033.2727 | 190.9467 | 381.3353 | 803.979 | 187.93
[48 empty] | 5184 | 552.0526 | 245.7222 | 427.5 | 378.8571 | 56.2264 | 706.1 | 1033.2727 | 190.9467 | 381.3353 | 803.979 | 187.93
[48 empty] | 5185 | 544.7368 | 248.1667 | 423.2 | 381.1905 | 57.7371 | 718.05 | 1029.8182 | 191.8522 | 381.3987 | 810.5786 | 185.4519
[48 empty] | 5186 | 544.7368 | 248.1667 | 423.2 | 381.1905 | 57.7371 | 718.05 | 1029.8182 | 191.8522 | 381.3987 | 810.5786 | 185.4519
[48 empty] | 5187 | 544.7368 | 248.1667 | 423.2 | 381.1905 | 57.7371 | 718.05 | 1029.8182 | 191.8522 | 381.3987 | 810.5786 | 185.4519
[48 empty] | 5188 | 544.7368 | 248.1667 | 423.2 | 381.1905 | 57.7371 | 718.05 | 1029.8182 | 191.8522 | 381.3987 | 810.5786 | 185.4519
[48 empty] | 5189 | 544.7368 | 248.1667 | 423.2 | 381.1905 | 57.7371 | 718.05 | 1029.8182 | 191.8522 | 381.3987 | 810.5786 | 185.4519
[48 empty] | 5190 | 544.7368 | 248.1667 | 423.2 | 381.1905 | 57.7371 | 718.05 | 1029.8182 | 191.8522 | 381.3987 | 810.5786 | 185.4519
[48 empty] | 5191 | 544.7368 | 248.1667 | 423.2 | 381.1905 | 57.7371 | 718.05 | 1029.8182 | 191.8522 | 381.3987 | 810.5786 | 185.4519
[48 empty] | 5192 | 544.7368 | 248.1667 | 423.2 | 381.1905 | 57.7371 | 718.05 | 1029.8182 | 191.8522 | 381.3987 | 810.5786 | 185.4519
[48 empty] | 5193 | 544.7368 | 248.1667 | 423.2 | 381.1905 | 57.7371 | 718.05 | 1029.8182 | 191.8522 | 381.3987 | 810.5786 | 185.4519
[48 empty] | 5194 | 544.7368 | 248.1667 | 423.2 | 381.1905 | 57.7371 | 718.05 | 1029.8182 | 191.8522 | 381.3987 | 810.5786 | 185.4519
[48 empty] | 5195 | 544.7368 | 248.1667 | 423.2 | 381.1905 | 57.7371 | 718.05 | 1029.8182 | 191.8522 | 381.3987 | 810.5786 | 185.4519
[48 empty] | 5196 | 544.7368 | 248.1667 | 423.2 | 381.1905 | 57.7371 | 718.05 | 1029.8182 | 191.8522 | 381.3987 | 810.5786 | 185.4519
[48 empty] | 5197 | 544.7368 | 248.1667 | 423.2 | 381.1905 | 57.7371 | 718.05 | 1029.8182 | 191.8522 | 381.3987 | 810.5786 | 185.4519
[48 empty] | 5198 | 544.7368 | 248.1667 | 423.2 | 381.1905 | 57.7371 | 718.05 | 1029.8182 | 191.8522 | 381.3987 | 810.5786 | 185.4519
[48 empty] | 5199 | 544.7368 | 248.1667 | 423.2 | 381.1905 | 57.7371 | 718.05 | 1029.8182 | 191.8522 | 381.3987 | 810.5786 | 185.4519
[48 empty] | 5200 | 544.7368 | 248.1667 | 423.2 | 381.1905 | 57.7371 | 718.05 | 1029.8182 | 191.8522 | 381.3987 | 810.5786 | 185.4519
[48 empty] | 5201 | 544.7368 | 248.1667 | 423.2 | 381.1905 | 57.7371 | 718.05 | 1029.8182 | 191.8522 | 381.3987 | 810.5786 | 185.4519
[48 empty] | 5202 | 544.7368 | 248.1667 | 423.2 | 381.1905 | 57.7371 | 718.05 | 1029.8182 | 191.8522 | 381.3987 | 810.5786 | 185.4519
[48 empty] | 5203 | 544.7368 | 248.1667 | 423.2 | 381.1905 | 57.7371 | 718.05 | 1029.8182 | 191.8522 | 381.3987 | 810.5786 | 185.4519
[48 empty] | 5204 | 544.7368 | 248.1667 | 423.2 | 381.1905 | 57.7371 | 718.05 | 1029.8182 | 191.8522 | 381.3987 | 810.5786 | 185.4519
[48 empty] | 5205 | 544.7368 | 248.1667 | 423.2 | 381.1905 | 57.7371 | 718.05 | 1029.8182 | 191.8522 | 381.3987 | 810.5786 | 185.4519
[48 empty] | 5206 | 544.7368 | 248.1667 | 423.2 | 381.1905 | 57.7371 | 718.05 | 1029.8182 | 191.8522 | 381.3987 | 810.5786 | 185.4519
[48 empty] | 5207 | 544.7368 | 248.1667 | 423.2 | 381.1905 | 57.7371 | 718.05 | 1029.8182 | 191.8522 | 381.3987 | 810.5786 | 185.4519
[48 empty] | 5208 | 544.7368 | 248.1667 | 423.2 | 381.1905 | 57.7371 | 718.05 | 1029.8182 | 191.8522 | 381.3987 | 810.5786 | 185.4519
[48 empty] | 5209 | 533.05 | 251 | 416.5238 | 384.9524 | 58.4371 | 726.7 | 1025.2273 | 192.6396 | 376.7112 | 791.5584 | 185.3098
[48 empty] | 5210 | 533.05 | 251 | 416.5238 | 384.9524 | 58.4371 | 726.7 | 1025.2273 | 192.6396 | 376.7112 | 791.5584 | 185.3098
[48 empty] | 5211 | 533.05 | 251 | 416.5238 | 384.9524 | 58.4371 | 726.7 | 1025.2273 | 192.6396 | 376.7112 | 791.5584 | 185.3098
[48 empty] | 5212 | 533.05 | 251 | 416.5238 | 384.9524 | 58.4371 | 726.7 | 1025.2273 | 192.6396 | 376.7112 | 791.5584 | 185.3098
[48 empty] | 5213 | 533.05 | 251 | 416.5238 | 384.9524 | 58.4371 | 726.7 | 1025.2273 | 192.6396 | 376.7112 | 791.5584 | 185.3098
[48 empty] | 5214 | 533.05 | 251 | 416.5238 | 384.9524 | 58.4371 | 726.7 | 1025.2273 | 192.6396 | 376.7112 | 791.5584 | 185.3098
[48 empty] | 5215 | 533.05 | 251 | 416.5238 | 384.9524 | 58.4371 | 726.7 | 1025.2273 | 192.6396 | 376.7112 | 791.5584 | 185.3098
[48 empty] | 5216 | 533.05 | 251 | 416.5238 | 384.9524 | 58.4371 | 726.7 | 1025.2273 | 192.6396 | 376.7112 | 791.5584 | 185.3098
[48 empty] | 5217 | 533.05 | 251 | 416.5238 | 384.9524 | 58.4371 | 726.7 | 1025.2273 | 192.6396 | 376.7112 | 791.5584 | 185.3098
[48 empty] | 5218 | 533.05 | 251 | 416.5238 | 384.9524 | 58.4371 | 726.7 | 1025.2273 | 192.6396 | 376.7112 | 791.5584 | 185.3098
[48 empty] | 5219 | 533.05 | 251 | 416.5238 | 384.9524 | 58.4371 | 726.7 | 1025.2273 | 192.6396 | 376.7112 | 791.5584 | 185.3098
[48 empty] | 5220 | 533.05 | 251 | 416.5238 | 384.9524 | 58.4371 | 726.7 | 1025.2273 | 192.6396 | 376.7112 | 791.5584 | 185.3098
[48 empty] | 5221 | 533.05 | 251 | 416.5238 | 384.9524 | 58.4371 | 726.7 | 1025.2273 | 192.6396 | 376.7112 | 791.5584 | 185.3098
[48 empty] | 5222 | 533.05 | 251 | 416.5238 | 384.9524 | 58.4371 | 726.7 | 1025.2273 | 192.6396 | 376.7112 | 791.5584 | 185.3098
[48 empty] | 5223 | 533.05 | 251 | 416.5238 | 384.9524 | 58.4371 | 726.7 | 1025.2273 | 192.6396 | 376.7112 | 791.5584 | 185.3098
[48 empty] | 5224 | 533.05 | 251 | 416.5238 | 384.9524 | 58.4371 | 726.7 | 1025.2273 | 192.6396 | 376.7112 | 791.5584 | 185.3098
[48 empty] | 5225 | 533.05 | 251 | 416.5238 | 384.9524 | 58.4371 | 726.7 | 1025.2273 | 192.6396 | 376.7112 | 791.5584 | 185.3098
[48 empty] | 5226 | 533.05 | 251 | 416.5238 | 384.9524 | 58.4371 | 726.7 | 1025.2273 | 192.6396 | 376.7112 | 791.5584 | 185.3098
[48 empty] | 5227 | 533.05 | 251 | 416.5238 | 384.9524 | 58.4371 | 726.7 | 1025.2273 | 192.6396 | 376.7112 | 791.5584 | 185.3098
[48 empty] | 5228 | 533.05 | 251 | 416.5238 | 384.9524 | 58.4371 | 726.7 | 1025.2273 | 192.6396 | 376.7112 | 791.5584 | 185.3098
[48 empty] | 5229 | 533.05 | 251 | 416.5238 | 384.9524 | 58.4371 | 726.7 | 1025.2273 | 192.6396 | 376.7112 | 791.5584 | 185.3098
[48 empty] | 5230 | 533.05 | 251 | 416.5238 | 384.9524 | 58.4371 | 726.7 | 1025.2273 | 192.6396 | 376.7112 | 791.5584 | 185.3098
[48 empty] | 5231 | 533.05 | 251 | 416.5238 | 384.9524 | 58.4371 | 726.7 | 1025.2273 | 192.6396 | 376.7112 | 791.5584 | 185.3098
[48 empty] | 5232 | 533.05 | 251 | 416.5238 | 384.9524 | 58.4371 | 726.7 | 1025.2273 | 192.6396 | 376.7112 | 791.5584 | 185.3098
[48 empty] | 5233 | 525.4 | 253.2222 | 412.2857 | 386.1429 | 55.8073 | 755.5238 | 1021.7273 | 191.8905 | 366.6851 | 780.7288 | 185.6206
[48 empty] | 5234 | 525.4 | 253.2222 | 412.2857 | 386.1429 | 55.8073 | 755.5238 | 1021.7273 | 191.8905 | 366.6851 | 780.7288 | 185.6206
[48 empty] | 5235 | 525.4 | 253.2222 | 412.2857 | 386.1429 | 55.8073 | 755.5238 | 1021.7273 | 191.8905 | 366.6851 | 780.7288 | 185.6206
[48 empty] | 5236 | 525.4 | 253.2222 | 412.2857 | 386.1429 | 55.8073 | 755.5238 | 1021.7273 | 191.8905 | 366.6851 | 780.7288 | 185.6206
[48 empty] | 5237 | 525.4 | 253.2222 | 412.2857 | 386.1429 | 55.8073 | 755.5238 | 1021.7273 | 191.8905 | 366.6851 | 780.7288 | 185.6206
[48 empty] | 5238 | 525.4 | 253.2222 | 412.2857 | 386.1429 | 55.8073 | 755.5238 | 1021.7273 | 191.8905 | 366.6851 | 780.7288 | 185.6206
[48 empty] | 5239 | 525.4 | 253.2222 | 412.2857 | 386.1429 | 55.8073 | 755.5238 | 1021.7273 | 191.8905 | 366.6851 | 780.7288 | 185.6206
[48 empty] | 5240 | 525.4 | 253.2222 | 412.2857 | 386.1429 | 55.8073 | 755.5238 | 1021.7273 | 191.8905 | 366.6851 | 780.7288 | 185.6206
[48 empty] | 5241 | 525.4 | 253.2222 | 412.2857 | 386.1429 | 55.8073 | 755.5238 | 1021.7273 | 191.8905 | 366.6851 | 780.7288 | 185.6206
[48 empty] | 5242 | 525.4 | 253.2222 | 412.2857 | 386.1429 | 55.8073 | 755.5238 | 1021.7273 | 191.8905 | 366.6851 | 780.7288 | 185.6206
[48 empty] | 5243 | 525.4 | 253.2222 | 412.2857 | 386.1429 | 55.8073 | 755.5238 | 1021.7273 | 191.8905 | 366.6851 | 780.7288 | 185.6206
[48 empty] | 5244 | 525.4 | 253.2222 | 412.2857 | 386.1429 | 55.8073 | 755.5238 | 1021.7273 | 191.8905 | 366.6851 | 780.7288 | 185.6206
[48 empty] | 5245 | 525.4 | 253.2222 | 412.2857 | 386.1429 | 55.8073 | 755.5238 | 1021.7273 | 191.8905 | 366.6851 | 780.7288 | 185.6206
[48 empty] | 5246 | 525.4 | 253.2222 | 412.2857 | 386.1429 | 55.8073 | 755.5238 | 1021.7273 | 191.8905 | 366.6851 | 780.7288 | 185.6206
[48 empty] | 5247 | 525.4 | 253.2222 | 412.2857 | 386.1429 | 55.8073 | 755.5238 | 1021.7273 | 191.8905 | 366.6851 | 780.7288 | 185.6206
[48 empty] | 5248 | 525.4 | 253.2222 | 412.2857 | 386.1429 | 55.8073 | 755.5238 | 1021.7273 | 191.8905 | 366.6851 | 780.7288 | 185.6206
[48 empty] | 5249 | 525.4 | 253.2222 | 412.2857 | 386.1429 | 55.8073 | 755.5238 | 1021.7273 | 191.8905 | 366.6851 | 780.7288 | 185.6206
[48 empty] | 5250 | 525.4 | 253.2222 | 412.2857 | 386.1429 | 55.8073 | 755.5238 | 1021.7273 | 191.8905 | 366.6851 | 780.7288 | 185.6206
[48 empty] | 5251 | 525.4 | 253.2222 | 412.2857 | 386.1429 | 55.8073 | 755.5238 | 1021.7273 | 191.8905 | 366.6851 | 780.7288 | 185.6206
[48 empty] | 5252 | 525.4 | 253.2222 | 412.2857 | 386.1429 | 55.8073 | 755.5238 | 1021.7273 | 191.8905 | 366.6851 | 780.7288 | 185.6206
[48 empty] | 5253 | 525.4 | 253.2222 | 412.2857 | 386.1429 | 55.8073 | 755.5238 | 1021.7273 | 191.8905 | 366.6851 | 780.7288 | 185.6206
[48 empty] | 5254 | 525.4 | 253.2222 | 412.2857 | 386.1429 | 55.8073 | 755.5238 | 1021.7273 | 191.8905 | 366.6851 | 780.7288 | 185.6206
[48 empty] | 5255 | 525.4 | 253.2222 | 412.2857 | 386.1429 | 55.8073 | 755.5238 | 1021.7273 | 191.8905 | 366.6851 | 780.7288 | 185.6206
[48 empty] | 5256 | 525.4 | 253.2222 | 412.2857 | 386.1429 | 55.8073 | 755.5238 | 1021.7273 | 191.8905 | 366.6851 | 780.7288 | 185.6206
[48 empty] | 5257 | 517.5 | 254.0556 | 407.5714 | 388 | 59.6129 | 741.1 | 1017 | 204.4706 | 361.9972 | 771.4961 | 185.6577
[48 empty] | 5258 | 517.5 | 254.0556 | 407.5714 | 388 | 59.6129 | 741.1 | 1017 | 204.4706 | 361.9972 | 771.4961 | 185.6577
[48 empty] | 5259 | 517.5 | 254.0556 | 407.5714 | 388 | 59.6129 | 741.1 | 1017 | 204.4706 | 361.9972 | 771.4961 | 185.6577
[48 empty] | 5260 | 517.5 | 254.0556 | 407.5714 | 388 | 59.6129 | 741.1 | 1017 | 204.4706 | 361.9972 | 771.4961 | 185.6577
[48 empty] | 5261 | 517.5 | 254.0556 | 407.5714 | 388 | 59.6129 | 741.1 | 1017 | 204.4706 | 361.9972 | 771.4961 | 185.6577
[48 empty] | 5262 | 517.5 | 254.0556 | 407.5714 | 388 | 59.6129 | 741.1 | 1017 | 204.4706 | 361.9972 | 771.4961 | 185.6577
[48 empty] | 5263 | 517.5 | 254.0556 | 407.5714 | 388 | 59.6129 | 741.1 | 1017 | 204.4706 | 361.9972 | 771.4961 | 185.6577
[48 empty] | 5264 | 517.5 | 254.0556 | 407.5714 | 388 | 59.6129 | 741.1 | 1017 | 204.4706 | 361.9972 | 771.4961 | 185.6577
[48 empty] | 5265 | 517.5 | 254.0556 | 407.5714 | 388 | 59.6129 | 741.1 | 1017 | 204.4706 | 361.9972 | 771.4961 | 185.6577
[48 empty] | 5266 | 517.5 | 254.0556 | 407.5714 | 388 | 59.6129 | 741.1 | 1017 | 204.4706 | 361.9972 | 771.4961 | 185.6577
[48 empty] | 5267 | 517.5 | 254.0556 | 407.5714 | 388 | 59.6129 | 741.1 | 1017 | 204.4706 | 361.9972 | 771.4961 | 185.6577
[48 empty] | 5268 | 517.5 | 254.0556 | 407.5714 | 388 | 59.6129 | 741.1 | 1017 | 204.4706 | 361.9972 | 771.4961 | 185.6577
[48 empty] | 5269 | 517.5 | 254.0556 | 407.5714 | 388 | 59.6129 | 741.1 | 1017 | 204.4706 | 361.9972 | 771.4961 | 185.6577
[48 empty] | 5270 | 517.5 | 254.0556 | 407.5714 | 388 | 59.6129 | 741.1 | 1017 | 204.4706 | 361.9972 | 771.4961 | 185.6577
[48 empty] | 5271 | 517.5 | 254.0556 | 407.5714 | 388 | 59.6129 | 741.1 | 1017 | 204.4706 | 361.9972 | 771.4961 | 185.6577
[48 empty] | 5272 | 517.5 | 254.0556 | 407.5714 | 388 | 59.6129 | 741.1 | 1017 | 204.4706 | 361.9972 | 771.4961 | 185.6577
[48 empty] | 5273 | 517.5 | 254.0556 | 407.5714 | 388 | 59.6129 | 741.1 | 1017 | 204.4706 | 361.9972 | 771.4961 | 185.6577
[48 empty] | 5274 | 517.5 | 254.0556 | 407.5714 | 388 | 59.6129 | 741.1 | 1017 | 204.4706 | 361.9972 | 771.4961 | 185.6577
[48 empty] | 5275 | 517.5 | 254.0556 | 407.5714 | 388 | 59.6129 | 741.1 | 1017 | 204.4706 | 361.9972 | 771.4961 | 185.6577
[48 empty] | 5276 | 517.5 | 254.0556 | 407.5714 | 388 | 59.6129 | 741.1 | 1017 | 204.4706 | 361.9972 | 771.4961 | 185.6577
[48 empty] | 5277 | 517.5 | 254.0556 | 407.5714 | 388 | 59.6129 | 741.1 | 1017 | 204.4706 | 361.9972 | 771.4961 | 185.6577
[48 empty] | 5278 | 517.5 | 254.0556 | 407.5714 | 388 | 59.6129 | 741.1 | 1017 | 204.4706 | 361.9972 | 771.4961 | 185.6577
[48 empty] | 5279 | 517.5 | 254.0556 | 407.5714 | 388 | 59.6129 | 741.1 | 1017 | 204.4706 | 361.9972 | 771.4961 | 185.6577
[48 empty] | 5280 | 517.5 | 254.0556 | 407.5714 | 388 | 59.6129 | 741.1 | 1017 | 204.4706 | 361.9972 | 771.4961 | 185.6577
[48 empty] | 5281 | 511.35 | 256.3529 | 402.9524 | 389.2857 | 61.0179 | 747.2 | 1017.6364 | 190.7184 | 357.6233 | 743.9101 | 185.2936
[48 empty] | 5282 | 511.35 | 256.3529 | 402.9524 | 389.2857 | 61.0179 | 747.2 | 1017.6364 | 190.7184 | 357.6233 | 743.9101 | 185.2936
[48 empty] | 5283 | 511.35 | 256.3529 | 402.9524 | 389.2857 | 61.0179 | 747.2 | 1017.6364 | 190.7184 | 357.6233 | 743.9101 | 185.2936
[48 empty] | 5284 | 511.35 | 256.3529 | 402.9524 | 389.2857 | 61.0179 | 747.2 | 1017.6364 | 190.7184 | 357.6233 | 743.9101 | 185.2936
[48 empty] | 5285 | 511.35 | 256.3529 | 402.9524 | 389.2857 | 61.0179 | 747.2 | 1017.6364 | 190.7184 | 357.6233 | 743.9101 | 185.2936
[48 empty] | 5286 | 511.35 | 256.3529 | 402.9524 | 389.2857 | 61.0179 | 747.2 | 1017.6364 | 190.7184 | 357.6233 | 743.9101 | 185.2936
[48 empty] | 5287 | 511.35 | 256.3529 | 402.9524 | 389.2857 | 61.0179 | 747.2 | 1017.6364 | 190.7184 | 357.6233 | 743.9101 | 185.2936
[48 empty] | 5288 | 511.35 | 256.3529 | 402.9524 | 389.2857 | 61.0179 | 747.2 | 1017.6364 | 190.7184 | 357.6233 | 743.9101 | 185.2936
[48 empty] | 5289 | 511.35 | 256.3529 | 402.9524 | 389.2857 | 61.0179 | 747.2 | 1017.6364 | 190.7184 | 357.6233 | 743.9101 | 185.2936
[48 empty] | 5290 | 511.35 | 256.3529 | 402.9524 | 389.2857 | 61.0179 | 747.2 | 1017.6364 | 190.7184 | 357.6233 | 743.9101 | 185.2936
[48 empty] | 5291 | 511.35 | 256.3529 | 402.9524 | 389.2857 | 61.0179 | 747.2 | 1017.6364 | 190.7184 | 357.6233 | 743.9101 | 185.2936
[48 empty] | 5292 | 511.35 | 256.3529 | 402.9524 | 389.2857 | 61.0179 | 747.2 | 1017.6364 | 190.7184 | 357.6233 | 743.9101 | 185.2936
[48 empty] | 5293 | 511.35 | 256.3529 | 402.9524 | 389.2857 | 61.0179 | 747.2 | 1017.6364 | 190.7184 | 357.6233 | 743.9101 | 185.2936
[48 empty] | 5294 | 511.35 | 256.3529 | 402.9524 | 389.2857 | 61.0179 | 747.2 | 1017.6364 | 190.7184 | 357.6233 | 743.9101 | 185.2936
[48 empty] | 5295 | 511.35 | 256.3529 | 402.9524 | 389.2857 | 61.0179 | 747.2 | 1017.6364 | 190.7184 | 357.6233 | 743.9101 | 185.2936
[48 empty] | 5296 | 511.35 | 256.3529 | 402.9524 | 389.2857 | 61.0179 | 747.2 | 1017.6364 | 190.7184 | 357.6233 | 743.9101 | 185.2936
[48 empty] | 5297 | 511.35 | 256.3529 | 402.9524 | 389.2857 | 61.0179 | 747.2 | 1017.6364 | 190.7184 | 357.6233 | 743.9101 | 185.2936
[48 empty] | 5298 | 511.35 | 256.3529 | 402.9524 | 389.2857 | 61.0179 | 747.2 | 1017.6364 | 190.7184 | 357.6233 | 743.9101 | 185.2936
[48 empty] | 5299 | 511.35 | 256.3529 | 402.9524 | 389.2857 | 61.0179 | 747.2 | 1017.6364 | 190.7184 | 357.6233 | 743.9101 | 185.2936
[48 empty] | 5300 | 511.35 | 256.3529 | 402.9524 | 389.2857 | 61.0179 | 747.2 | 1017.6364 | 190.7184 | 357.6233 | 743.9101 | 185.2936
[48 empty] | 5301 | 511.35 | 256.3529 | 402.9524 | 389.2857 | 61.0179 | 747.2 | 1017.6364 | 190.7184 | 357.6233 | 743.9101 | 185.2936
[48 empty] | 5302 | 511.35 | 256.3529 | 402.9524 | 389.2857 | 61.0179 | 747.2 | 1017.6364 | 190.7184 | 357.6233 | 743.9101 | 185.2936
[48 empty] | 5303 | 511.35 | 256.3529 | 402.9524 | 389.2857 | 61.0179 | 747.2 | 1017.6364 | 190.7184 | 357.6233 | 743.9101 | 185.2936
[48 empty] | 5304 | 511.35 | 256.3529 | 402.9524 | 389.2857 | 61.0179 | 747.2 | 1017.6364 | 190.7184 | 357.6233 | 743.9101 | 185.2936
[48 empty] | 5305 | 502.8 | 256.2353 | 399.381 | 391.619 | 61.1321 | 757.55 | 1017.0455 | 190.3449 | 353.2467 | 720.2673 | 185.2351
[48 empty] | 5306 | 502.8 | 256.2353 | 399.381 | 391.619 | 61.1321 | 757.55 | 1017.0455 | 190.3449 | 353.2467 | 720.2673 | 185.2351
[48 empty] | 5307 | 502.8 | 256.2353 | 399.381 | 391.619 | 61.1321 | 757.55 | 1017.0455 | 190.3449 | 353.2467 | 720.2673 | 185.2351
[48 empty] | 5308 | 502.8 | 256.2353 | 399.381 | 391.619 | 61.1321 | 757.55 | 1017.0455 | 190.3449 | 353.2467 | 720.2673 | 185.2351
[48 empty] | 5309 | 502.8 | 256.2353 | 399.381 | 391.619 | 61.1321 | 757.55 | 1017.0455 | 190.3449 | 353.2467 | 720.2673 | 185.2351
[48 empty] | 5310 | 502.8 | 256.2353 | 399.381 | 391.619 | 61.1321 | 757.55 | 1017.0455 | 190.3449 | 353.2467 | 720.2673 | 185.2351
[48 empty] | 5311 | 502.8 | 256.2353 | 399.381 | 391.619 | 61.1321 | 757.55 | 1017.0455 | 190.3449 | 353.2467 | 720.2673 | 185.2351
[48 empty] | 5312 | 502.8 | 256.2353 | 399.381 | 391.619 | 61.1321 | 757.55 | 1017.0455 | 190.3449 | 353.2467 | 720.2673 | 185.2351
[48 empty] | 5313 | 502.8 | 256.2353 | 399.381 | 391.619 | 61.1321 | 757.55 | 1017.0455 | 190.3449 | 353.2467 | 720.2673 | 185.2351
[48 empty] | 5314 | 502.8 | 256.2353 | 399.381 | 391.619 | 61.1321 | 757.55 | 1017.0455 | 190.3449 | 353.2467 | 720.2673 | 185.2351
[48 empty] | 5315 | 502.8 | 256.2353 | 399.381 | 391.619 | 61.1321 | 757.55 | 1017.0455 | 190.3449 | 353.2467 | 720.2673 | 185.2351
[48 empty] | 5316 | 502.8 | 256.2353 | 399.381 | 391.619 | 61.1321 | 757.55 | 1017.0455 | 190.3449 | 353.2467 | 720.2673 | 185.2351
[48 empty] | 5317 | 502.8 | 256.2353 | 399.381 | 391.619 | 61.1321 | 757.55 | 1017.0455 | 190.3449 | 353.2467 | 720.2673 | 185.2351
[48 empty] | 5318 | 502.8 | 256.2353 | 399.381 | 391.619 | 61.1321 | 757.55 | 1017.0455 | 190.3449 | 353.2467 | 720.2673 | 185.2351
[48 empty] | 5319 | 502.8 | 256.2353 | 399.381 | 391.619 | 61.1321 | 757.55 | 1017.0455 | 190.3449 | 353.2467 | 720.2673 | 185.2351
[48 empty] | 5320 | 502.8 | 256.2353 | 399.381 | 391.619 | 61.1321 | 757.55 | 1017.0455 | 190.3449 | 353.2467 | 720.2673 | 185.2351
[48 empty] | 5321 | 502.8 | 256.2353 | 399.381 | 391.619 | 61.1321 | 757.55 | 1017.0455 | 190.3449 | 353.2467 | 720.2673 | 185.2351
[48 empty] | 5322 | 502.8 | 256.2353 | 399.381 | 391.619 | 61.1321 | 757.55 | 1017.0455 | 190.3449 | 353.2467 | 720.2673 | 185.2351
[48 empty] | 5323 | 502.8 | 256.2353 | 399.381 | 391.619 | 61.1321 | 757.55 | 1017.0455 | 190.3449 | 353.2467 | 720.2673 | 185.2351
[48 empty] | 5324 | 502.8 | 256.2353 | 399.381 | 391.619 | 61.1321 | 757.55 | 1017.0455 | 190.3449 | 353.2467 | 720.2673 | 185.2351
[48 empty] | 5325 | 502.8 | 256.2353 | 399.381 | 391.619 | 61.1321 | 757.55 | 1017.0455 | 190.3449 | 353.2467 | 720.2673 | 185.2351
[48 empty] | 5326 | 502.8 | 256.2353 | 399.381 | 391.619 | 61.1321 | 757.55 | 1017.0455 | 190.3449 | 353.2467 | 720.2673 | 185.2351
[48 empty] | 5327 | 502.8 | 256.2353 | 399.381 | 391.619 | 61.1321 | 757.55 | 1017.0455 | 190.3449 | 353.2467 | 720.2673 | 185.2351
[48 empty] | 5328 | 502.8 | 256.2353 | 399.381 | 391.619 | 61.1321 | 757.55 | 1017.0455 | 190.3449 | 353.2467 | 720.2673 | 185.2351
[48 empty] | 5329 | 498.85 | 257.1765 | 395.3333 | 393.5714 | 62.1221 | 770.6 | 1015.2273 | 190.4078 | 349.1839 | 703.7209 | 181.4702
[48 empty] | 5330 | 498.85 | 257.1765 | 395.3333 | 393.5714 | 62.1221 | 770.6 | 1015.2273 | 190.4078 | 349.1839 | 703.7209 | 181.4702
[48 empty] | 5331 | 498.85 | 257.1765 | 395.3333 | 393.5714 | 62.1221 | 770.6 | 1015.2273 | 190.4078 | 349.1839 | 703.7209 | 181.4702
[48 empty] | 5332 | 498.85 | 257.1765 | 395.3333 | 393.5714 | 62.1221 | 770.6 | 1015.2273 | 190.4078 | 349.1839 | 703.7209 | 181.4702
[48 empty] | 5333 | 498.85 | 257.1765 | 395.3333 | 393.5714 | 62.1221 | 770.6 | 1015.2273 | 190.4078 | 349.1839 | 703.7209 | 181.4702
[48 empty] | 5334 | 498.85 | 257.1765 | 395.3333 | 393.5714 | 62.1221 | 770.6 | 1015.2273 | 190.4078 | 349.1839 | 703.7209 | 181.4702
[48 empty] | 5335 | 498.85 | 257.1765 | 395.3333 | 393.5714 | 62.1221 | 770.6 | 1015.2273 | 190.4078 | 349.1839 | 703.7209 | 181.4702
[48 empty] | 5336 | 498.85 | 257.1765 | 395.3333 | 393.5714 | 62.1221 | 770.6 | 1015.2273 | 190.4078 | 349.1839 | 703.7209 | 181.4702
[48 empty] | 5337 | 498.85 | 257.1765 | 395.3333 | 393.5714 | 62.1221 | 770.6 | 1015.2273 | 190.4078 | 349.1839 | 703.7209 | 181.4702
[48 empty] | 5338 | 498.85 | 257.1765 | 395.3333 | 393.5714 | 62.1221 | 770.6 | 1015.2273 | 190.4078 | 349.1839 | 703.7209 | 181.4702
[48 empty] | 5339 | 498.85 | 257.1765 | 395.3333 | 393.5714 | 62.1221 | 770.6 | 1015.2273 | 190.4078 | 349.1839 | 703.7209 | 181.4702
[48 empty] | 5340 | 498.85 | 257.1765 | 395.3333 | 393.5714 | 62.1221 | 770.6 | 1015.2273 | 190.4078 | 349.1839 | 703.7209 | 181.4702
[48 empty] | 5341 | 498.85 | 257.1765 | 395.3333 | 393.5714 | 62.1221 | 770.6 | 1015.2273 | 190.4078 | 349.1839 | 703.7209 | 181.4702
[48 empty] | 5342 | 498.85 | 257.1765 | 395.3333 | 393.5714 | 62.1221 | 770.6 | 1015.2273 | 190.4078 | 349.1839 | 703.7209 | 181.4702
[48 empty] | 5343 | 498.85 | 257.1765 | 395.3333 | 393.5714 | 62.1221 | 770.6 | 1015.2273 | 190.4078 | 349.1839 | 703.7209 | 181.4702
[48 empty] | 5344 | 498.85 | 257.1765 | 395.3333 | 393.5714 | 62.1221 | 770.6 | 1015.2273 | 190.4078 | 349.1839 | 703.7209 | 181.4702
[48 empty] | 5345 | 498.85 | 257.1765 | 395.3333 | 393.5714 | 62.1221 | 770.6 | 1015.2273 | 190.4078 | 349.1839 | 703.7209 | 181.4702
[48 empty] | 5346 | 498.85 | 257.1765 | 395.3333 | 393.5714 | 62.1221 | 770.6 | 1015.2273 | 190.4078 | 349.1839 | 703.7209 | 181.4702
[48 empty] | 5347 | 498.85 | 257.1765 | 395.3333 | 393.5714 | 62.1221 | 770.6 | 1015.2273 | 190.4078 | 349.1839 | 703.7209 | 181.4702
[48 empty] | 5348 | 498.85 | 257.1765 | 395.3333 | 393.5714 | 62.1221 | 770.6 | 1015.2273 | 190.4078 | 349.1839 | 703.7209 | 181.4702
[48 empty] | 5349 | 498.85 | 257.1765 | 395.3333 | 393.5714 | 62.1221 | 770.6 | 1015.2273 | 190.4078 | 349.1839 | 703.7209 | 181.4702
[48 empty] | 5350 | 498.85 | 257.1765 | 395.3333 | 393.5714 | 62.1221 | 770.6 | 1015.2273 | 190.4078 | 349.1839 | 703.7209 | 181.4702
[48 empty] | 5351 | 498.85 | 257.1765 | 395.3333 | 393.5714 | 62.1221 | 770.6 | 1015.2273 | 190.4078 | 349.1839 | 703.7209 | 181.4702
[48 empty] | 5352 | 498.85 | 257.1765 | 395.3333 | 393.5714 | 62.1221 | 770.6 | 1015.2273 | 190.4078 | 349.1839 | 703.7209 | 181.4702
[48 empty] | 5353 | 494.45 | 258.0588 | 391.4286 | 395.1905 | 65.875 | 776.65 | 1015.2273 | 191.0711 | 350.9803 | 703.3373 | 177.8251
[48 empty] | 5354 | 494.45 | 258.0588 | 391.4286 | 395.1905 | 65.875 | 776.65 | 1015.2273 | 191.0711 | 350.9803 | 703.3373 | 177.8251
[48 empty] | 5355 | 494.45 | 258.0588 | 391.4286 | 395.1905 | 65.875 | 776.65 | 1015.2273 | 191.0711 | 350.9803 | 703.3373 | 177.8251
[48 empty] | 5356 | 494.45 | 258.0588 | 391.4286 | 395.1905 | 65.875 | 776.65 | 1015.2273 | 191.0711 | 350.9803 | 703.3373 | 177.8251
[48 empty] | 5357 | 494.45 | 258.0588 | 391.4286 | 395.1905 | 65.875 | 776.65 | 1015.2273 | 191.0711 | 350.9803 | 703.3373 | 177.8251
[48 empty] | 5358 | 494.45 | 258.0588 | 391.4286 | 395.1905 | 65.875 | 776.65 | 1015.2273 | 191.0711 | 350.9803 | 703.3373 | 177.8251
[48 empty] | 5359 | 494.45 | 258.0588 | 391.4286 | 395.1905 | 65.875 | 776.65 | 1015.2273 | 191.0711 | 350.9803 | 703.3373 | 177.8251
[48 empty] | 5360 | 494.45 | 258.0588 | 391.4286 | 395.1905 | 65.875 | 776.65 | 1015.2273 | 191.0711 | 350.9803 | 703.3373 | 177.8251
[48 empty] | 5361 | 494.45 | 258.0588 | 391.4286 | 395.1905 | 65.875 | 776.65 | 1015.2273 | 191.0711 | 350.9803 | 703.3373 | 177.8251
[48 empty] | 5362 | 494.45 | 258.0588 | 391.4286 | 395.1905 | 65.875 | 776.65 | 1015.2273 | 191.0711 | 350.9803 | 703.3373 | 177.8251
[48 empty] | 5363 | 494.45 | 258.0588 | 391.4286 | 395.1905 | 65.875 | 776.65 | 1015.2273 | 191.0711 | 350.9803 | 703.3373 | 177.8251
[48 empty] | 5364 | 494.45 | 258.0588 | 391.4286 | 395.1905 | 65.875 | 776.65 | 1015.2273 | 191.0711 | 350.9803 | 703.3373 | 177.8251
[48 empty] | 5365 | 494.45 | 258.0588 | 391.4286 | 395.1905 | 65.875 | 776.65 | 1015.2273 | 191.0711 | 350.9803 | 703.3373 | 177.8251
[48 empty] | 5366 | 494.45 | 258.0588 | 391.4286 | 395.1905 | 65.875 | 776.65 | 1015.2273 | 191.0711 | 350.9803 | 703.3373 | 177.8251
[48 empty] | 5367 | 494.45 | 258.0588 | 391.4286 | 395.1905 | 65.875 | 776.65 | 1015.2273 | 191.0711 | 350.9803 | 703.3373 | 177.8251
[48 empty] | 5368 | 494.45 | 258.0588 | 391.4286 | 395.1905 | 65.875 | 776.65 | 1015.2273 | 191.0711 | 350.9803 | 703.3373 | 177.8251
[48 empty] | 5369 | 494.45 | 258.0588 | 391.4286 | 395.1905 | 65.875 | 776.65 | 1015.2273 | 191.0711 | 350.9803 | 703.3373 | 177.8251
[48 empty] | 5370 | 494.45 | 258.0588 | 391.4286 | 395.1905 | 65.875 | 776.65 | 1015.2273 | 191.0711 | 350.9803 | 703.3373 | 177.8251
[48 empty] | 5371 | 494.45 | 258.0588 | 391.4286 | 395.1905 | 65.875 | 776.65 | 1015.2273 | 191.0711 | 350.9803 | 703.3373 | 177.8251
[48 empty] | 5372 | 494.45 | 258.0588 | 391.4286 | 395.1905 | 65.875 | 776.65 | 1015.2273 | 191.0711 | 350.9803 | 703.3373 | 177.8251
[48 empty] | 5373 | 494.45 | 258.0588 | 391.4286 | 395.1905 | 65.875 | 776.65 | 1015.2273 | 191.0711 | 350.9803 | 703.3373 | 177.8251
[48 empty] | 5374 | 494.45 | 258.0588 | 391.4286 | 395.1905 | 65.875 | 776.65 | 1015.2273 | 191.0711 | 350.9803 | 703.3373 | 177.8251
[48 empty] | 5375 | 494.45 | 258.0588 | 391.4286 | 395.1905 | 65.875 | 776.65 | 1015.2273 | 191.0711 | 350.9803 | 703.3373 | 177.8251
[48 empty] | 5376 | 494.45 | 258.0588 | 391.4286 | 395.1905 | 65.875 | 776.65 | 1015.2273 | 191.0711 | 350.9803 | 703.3373 | 177.8251
[48 empty] | 5377 | 490.4 | 258.2353 | 387.1905 | 396.5714 | 68.75 | 784.2 | 1014.8636 | 191.1565 | 346.2412 | 686.1671 | 175.6541
[48 empty] | 5378 | 490.4 | 258.2353 | 387.1905 | 396.5714 | 68.75 | 784.2 | 1014.8636 | 191.1565 | 346.2412 | 686.1671 | 175.6541
[48 empty] | 5379 | 490.4 | 258.2353 | 387.1905 | 396.5714 | 68.75 | 784.2 | 1014.8636 | 191.1565 | 346.2412 | 686.1671 | 175.6541
[48 empty] | 5380 | 490.4 | 258.2353 | 387.1905 | 396.5714 | 68.75 | 784.2 | 1014.8636 | 191.1565 | 346.2412 | 686.1671 | 175.6541
[48 empty] | 5381 | 490.4 | 258.2353 | 387.1905 | 396.5714 | 68.75 | 784.2 | 1014.8636 | 191.1565 | 346.2412 | 686.1671 | 175.6541
[48 empty] | 5382 | 490.4 | 258.2353 | 387.1905 | 396.5714 | 68.75 | 784.2 | 1014.8636 | 191.1565 | 346.2412 | 686.1671 | 175.6541
[48 empty] | 5383 | 490.4 | 258.2353 | 387.1905 | 396.5714 | 68.75 | 784.2 | 1014.8636 | 191.1565 | 346.2412 | 686.1671 | 175.6541
[48 empty] | 5384 | 490.4 | 258.2353 | 387.1905 | 396.5714 | 68.75 | 784.2 | 1014.8636 | 191.1565 | 346.2412 | 686.1671 | 175.6541
[48 empty] | 5385 | 490.4 | 258.2353 | 387.1905 | 396.5714 | 68.75 | 784.2 | 1014.8636 | 191.1565 | 346.2412 | 686.1671 | 175.6541
[48 empty] | 5386 | 490.4 | 258.2353 | 387.1905 | 396.5714 | 68.75 | 784.2 | 1014.8636 | 191.1565 | 346.2412 | 686.1671 | 175.6541
[48 empty] | 5387 | 490.4 | 258.2353 | 387.1905 | 396.5714 | 68.75 | 784.2 | 1014.8636 | 191.1565 | 346.2412 | 686.1671 | 175.6541
[48 empty] | 5388 | 490.4 | 258.2353 | 387.1905 | 396.5714 | 68.75 | 784.2 | 1014.8636 | 191.1565 | 346.2412 | 686.1671 | 175.6541
[48 empty] | 5389 | 490.4 | 258.2353 | 387.1905 | 396.5714 | 68.75 | 784.2 | 1014.8636 | 191.1565 | 346.2412 | 686.1671 | 175.6541
[48 empty] | 5390 | 490.4 | 258.2353 | 387.1905 | 396.5714 | 68.75 | 784.2 | 1014.8636 | 191.1565 | 346.2412 | 686.1671 | 175.6541
[48 empty] | 5391 | 490.4 | 258.2353 | 387.1905 | 396.5714 | 68.75 | 784.2 | 1014.8636 | 191.1565 | 346.2412 | 686.1671 | 175.6541
[48 empty] | 5392 | 490.4 | 258.2353 | 387.1905 | 396.5714 | 68.75 | 784.2 | 1014.8636 | 191.1565 | 346.2412 | 686.1671 | 175.6541
[48 empty] | 5393 | 490.4 | 258.2353 | 387.1905 | 396.5714 | 68.75 | 784.2 | 1014.8636 | 191.1565 | 346.2412 | 686.1671 | 175.6541
[48 empty] | 5394 | 490.4 | 258.2353 | 387.1905 | 396.5714 | 68.75 | 784.2 | 1014.8636 | 191.1565 | 346.2412 | 686.1671 | 175.6541
[48 empty] | 5395 | 490.4 | 258.2353 | 387.1905 | 396.5714 | 68.75 | 784.2 | 1014.8636 | 191.1565 | 346.2412 | 686.1671 | 175.6541
[48 empty] | 5396 | 490.4 | 258.2353 | 387.1905 | 396.5714 | 68.75 | 784.2 | 1014.8636 | 191.1565 | 346.2412 | 686.1671 | 175.6541
[48 empty] | 5397 | 490.4 | 258.2353 | 387.1905 | 396.5714 | 68.75 | 784.2 | 1014.8636 | 191.1565 | 346.2412 | 686.1671 | 175.6541
[48 empty] | 5398 | 490.4 | 258.2353 | 387.1905 | 396.5714 | 68.75 | 784.2 | 1014.8636 | 191.1565 | 346.2412 | 686.1671 | 175.6541
[48 empty] | 5399 | 490.4 | 258.2353 | 387.1905 | 396.5714 | 68.75 | 784.2 | 1014.8636 | 191.1565 | 346.2412 | 686.1671 | 175.6541
[48 empty] | 5400 | 490.4 | 258.2353 | 387.1905 | 396.5714 | 68.75 | 784.2 | 1014.8636 | 191.1565 | 346.2412 | 686.1671 | 175.6541
[48 empty] | 5401 | 484.85 | 258.1765 | 382.7619 | 396.381 | 71.3 | 783.85 | 1011.8636 | 190.7925 | 343.917 | 662.7711 | 174.2026
[48 empty] | 5402 | 484.85 | 258.1765 | 382.7619 | 396.381 | 71.3 | 783.85 | 1011.8636 | 190.7925 | 343.917 | 662.7711 | 174.2026
[48 empty] | 5403 | 484.85 | 258.1765 | 382.7619 | 396.381 | 71.3 | 783.85 | 1011.8636 | 190.7925 | 343.917 | 662.7711 | 174.2026
[48 empty] | 5404 | 484.85 | 258.1765 | 382.7619 | 396.381 | 71.3 | 783.85 | 1011.8636 | 190.7925 | 343.917 | 662.7711 | 174.2026
[48 empty] | 5405 | 484.85 | 258.1765 | 382.7619 | 396.381 | 71.3 | 783.85 | 1011.8636 | 190.7925 | 343.917 | 662.7711 | 174.2026
[48 empty] | 5406 | 484.85 | 258.1765 | 382.7619 | 396.381 | 71.3 | 783.85 | 1011.8636 | 190.7925 | 343.917 | 662.7711 | 174.2026
[48 empty] | 5407 | 484.85 | 258.1765 | 382.7619 | 396.381 | 71.3 | 783.85 | 1011.8636 | 190.7925 | 343.917 | 662.7711 | 174.2026
[48 empty] | 5408 | 484.85 | 258.1765 | 382.7619 | 396.381 | 71.3 | 783.85 | 1011.8636 | 190.7925 | 343.917 | 662.7711 | 174.2026
[48 empty] | 5409 | 484.85 | 258.1765 | 382.7619 | 396.381 | 71.3 | 783.85 | 1011.8636 | 190.7925 | 343.917 | 662.7711 | 174.2026
[48 empty] | 5410 | 484.85 | 258.1765 | 382.7619 | 396.381 | 71.3 | 783.85 | 1011.8636 | 190.7925 | 343.917 | 662.7711 | 174.2026
[48 empty] | 5411 | 484.85 | 258.1765 | 382.7619 | 396.381 | 71.3 | 783.85 | 1011.8636 | 190.7925 | 343.917 | 662.7711 | 174.2026
[48 empty] | 5412 | 484.85 | 258.1765 | 382.7619 | 396.381 | 71.3 | 783.85 | 1011.8636 | 190.7925 | 343.917 | 662.7711 | 174.2026
[48 empty] | 5413 | 484.85 | 258.1765 | 382.7619 | 396.381 | 71.3 | 783.85 | 1011.8636 | 190.7925 | 343.917 | 662.7711 | 174.2026
[48 empty] | 5414 | 484.85 | 258.1765 | 382.7619 | 396.381 | 71.3 | 783.85 | 1011.8636 | 190.7925 | 343.917 | 662.7711 | 174.2026
[48 empty] | 5415 | 484.85 | 258.1765 | 382.7619 | 396.381 | 71.3 | 783.85 | 1011.8636 | 190.7925 | 343.917 | 662.7711 | 174.2026
[48 empty] | 5416 | 484.85 | 258.1765 | 382.7619 | 396.381 | 71.3 | 783.85 | 1011.8636 | 190.7925 | 343.917 | 662.7711 | 174.2026
[48 empty] | 5417 | 484.85 | 258.1765 | 382.7619 | 396.381 | 71.3 | 783.85 | 1011.8636 | 190.7925 | 343.917 | 662.7711 | 174.2026
[48 empty] | 5418 | 484.85 | 258.1765 | 382.7619 | 396.381 | 71.3 | 783.85 | 1011.8636 | 190.7925 | 343.917 | 662.7711 | 174.2026
[48 empty] | 5419 | 484.85 | 258.1765 | 382.7619 | 396.381 | 71.3 | 783.85 | 1011.8636 | 190.7925 | 343.917 | 662.7711 | 174.2026
[48 empty] | 5420 | 484.85 | 258.1765 | 382.7619 | 396.381 | 71.3 | 783.85 | 1011.8636 | 190.7925 | 343.917 | 662.7711 | 174.2026
[48 empty] | 5421 | 484.85 | 258.1765 | 382.7619 | 396.381 | 71.3 | 783.85 | 1011.8636 | 190.7925 | 343.917 | 662.7711 | 174.2026
[48 empty] | 5422 | 484.85 | 258.1765 | 382.7619 | 396.381 | 71.3 | 783.85 | 1011.8636 | 190.7925 | 343.917 | 662.7711 | 174.2026
[48 empty] | 5423 | 484.85 | 258.1765 | 382.7619 | 396.381 | 71.3 | 783.85 | 1011.8636 | 190.7925 | 343.917 | 662.7711 | 174.2026
[48 empty] | 5424 | 484.85 | 258.1765 | 382.7619 | 396.381 | 71.3 | 783.85 | 1011.8636 | 190.7925 | 343.917 | 662.7711 | 174.2026
[48 empty] | 5425 | 478.55 | 257.2353 | 378.4762 | 397.7619 | 71.7643 | 786.4 | 1010.8636 | 190.526 | 344.6759 | 647.9838 | 173.5582
[48 empty] | 5426 | 478.55 | 257.2353 | 378.4762 | 397.7619 | 71.7643 | 786.4 | 1010.8636 | 190.526 | 344.6759 | 647.9838 | 173.5582
[48 empty] | 5427 | 478.55 | 257.2353 | 378.4762 | 397.7619 | 71.7643 | 786.4 | 1010.8636 | 190.526 | 344.6759 | 647.9838 | 173.5582
[48 empty] | 5428 | 478.55 | 257.2353 | 378.4762 | 397.7619 | 71.7643 | 786.4 | 1010.8636 | 190.526 | 344.6759 | 647.9838 | 173.5582
[48 empty] | 5429 | 478.55 | 257.2353 | 378.4762 | 397.7619 | 71.7643 | 786.4 | 1010.8636 | 190.526 | 344.6759 | 647.9838 | 173.5582
[48 empty] | 5430 | 478.55 | 257.2353 | 378.4762 | 397.7619 | 71.7643 | 786.4 | 1010.8636 | 190.526 | 344.6759 | 647.9838 | 173.5582
[48 empty] | 5431 | 478.55 | 257.2353 | 378.4762 | 397.7619 | 71.7643 | 786.4 | 1010.8636 | 190.526 | 344.6759 | 647.9838 | 173.5582
[48 empty] | 5432 | 478.55 | 257.2353 | 378.4762 | 397.7619 | 71.7643 | 786.4 | 1010.8636 | 190.526 | 344.6759 | 647.9838 | 173.5582
[48 empty] | 5433 | 478.55 | 257.2353 | 378.4762 | 397.7619 | 71.7643 | 786.4 | 1010.8636 | 190.526 | 344.6759 | 647.9838 | 173.5582
[48 empty] | 5434 | 478.55 | 257.2353 | 378.4762 | 397.7619 | 71.7643 | 786.4 | 1010.8636 | 190.526 | 344.6759 | 647.9838 | 173.5582
[48 empty] | 5435 | 478.55 | 257.2353 | 378.4762 | 397.7619 | 71.7643 | 786.4 | 1010.8636 | 190.526 | 344.6759 | 647.9838 | 173.5582
[48 empty] | 5436 | 478.55 | 257.2353 | 378.4762 | 397.7619 | 71.7643 | 786.4 | 1010.8636 | 190.526 | 344.6759 | 647.9838 | 173.5582
[48 empty] | 5437 | 478.55 | 257.2353 | 378.4762 | 397.7619 | 71.7643 | 786.4 | 1010.8636 | 190.526 | 344.6759 | 647.9838 | 173.5582
[48 empty] | 5438 | 478.55 | 257.2353 | 378.4762 | 397.7619 | 71.7643 | 786.4 | 1010.8636 | 190.526 | 344.6759 | 647.9838 | 173.5582
[48 empty] | 5439 | 478.55 | 257.2353 | 378.4762 | 397.7619 | 71.7643 | 786.4 | 1010.8636 | 190.526 | 344.6759 | 647.9838 | 173.5582
[48 empty] | 5440 | 478.55 | 257.2353 | 378.4762 | 397.7619 | 71.7643 | 786.4 | 1010.8636 | 190.526 | 344.6759 | 647.9838 | 173.5582
[48 empty] | 5441 | 478.55 | 257.2353 | 378.4762 | 397.7619 | 71.7643 | 786.4 | 1010.8636 | 190.526 | 344.6759 | 647.9838 | 173.5582
[48 empty] | 5442 | 478.55 | 257.2353 | 378.4762 | 397.7619 | 71.7643 | 786.4 | 1010.8636 | 190.526 | 344.6759 | 647.9838 | 173.5582
[48 empty] | 5443 | 478.55 | 257.2353 | 378.4762 | 397.7619 | 71.7643 | 786.4 | 1010.8636 | 190.526 | 344.6759 | 647.9838 | 173.5582
[48 empty] | 5444 | 478.55 | 257.2353 | 378.4762 | 397.7619 | 71.7643 | 786.4 | 1010.8636 | 190.526 | 344.6759 | 647.9838 | 173.5582
[48 empty] | 5445 | 478.55 | 257.2353 | 378.4762 | 397.7619 | 71.7643 | 786.4 | 1010.8636 | 190.526 | 344.6759 | 647.9838 | 173.5582
[48 empty] | 5446 | 478.55 | 257.2353 | 378.4762 | 397.7619 | 71.7643 | 786.4 | 1010.8636 | 190.526 | 344.6759 | 647.9838 | 173.5582
[48 empty] | 5447 | 478.55 | 257.2353 | 378.4762 | 397.7619 | 71.7643 | 786.4 | 1010.8636 | 190.526 | 344.6759 | 647.9838 | 173.5582
[48 empty] | 5448 | 478.55 | 257.2353 | 378.4762 | 397.7619 | 71.7643 | 786.4 | 1010.8636 | 190.526 | 344.6759 | 647.9838 | 173.5582
[48 empty] | 5449 | 473.85 | 256.4118 | 374.6667 | 398.8571 | 71.3286 | 786 | 1011.6818 | 189.3411 | 341.7203 | 643.8507 | 175.0636
[48 empty] | 5450 | 473.85 | 256.4118 | 374.6667 | 398.8571 | 71.3286 | 786 | 1011.6818 | 189.3411 | 341.7203 | 643.8507 | 175.0636
[48 empty] | 5451 | 473.85 | 256.4118 | 374.6667 | 398.8571 | 71.3286 | 786 | 1011.6818 | 189.3411 | 341.7203 | 643.8507 | 175.0636
[48 empty] | 5452 | 473.85 | 256.4118 | 374.6667 | 398.8571 | 71.3286 | 786 | 1011.6818 | 189.3411 | 341.7203 | 643.8507 | 175.0636
[48 empty] | 5453 | 473.85 | 256.4118 | 374.6667 | 398.8571 | 71.3286 | 786 | 1011.6818 | 189.3411 | 341.7203 | 643.8507 | 175.0636
[48 empty] | 5454 | 473.85 | 256.4118 | 374.6667 | 398.8571 | 71.3286 | 786 | 1011.6818 | 189.3411 | 341.7203 | 643.8507 | 175.0636
[48 empty] | 5455 | 473.85 | 256.4118 | 374.6667 | 398.8571 | 71.3286 | 786 | 1011.6818 | 189.3411 | 341.7203 | 643.8507 | 175.0636
[48 empty] | 5456 | 473.85 | 256.4118 | 374.6667 | 398.8571 | 71.3286 | 786 | 1011.6818 | 189.3411 | 341.7203 | 643.8507 | 175.0636
[48 empty] | 5457 | 473.85 | 256.4118 | 374.6667 | 398.8571 | 71.3286 | 786 | 1011.6818 | 189.3411 | 341.7203 | 643.8507 | 175.0636
[48 empty] | 5458 | 473.85 | 256.4118 | 374.6667 | 398.8571 | 71.3286 | 786 | 1011.6818 | 189.3411 | 341.7203 | 643.8507 | 175.0636
[48 empty] | 5459 | 473.85 | 256.4118 | 374.6667 | 398.8571 | 71.3286 | 786 | 1011.6818 | 189.3411 | 341.7203 | 643.8507 | 175.0636
[48 empty] | 5460 | 473.85 | 256.4118 | 374.6667 | 398.8571 | 71.3286 | 786 | 1011.6818 | 189.3411 | 341.7203 | 643.8507 | 175.0636
[48 empty] | 5461 | 473.85 | 256.4118 | 374.6667 | 398.8571 | 71.3286 | 786 | 1011.6818 | 189.3411 | 341.7203 | 643.8507 | 175.0636
[48 empty] | 5462 | 473.85 | 256.4118 | 374.6667 | 398.8571 | 71.3286 | 786 | 1011.6818 | 189.3411 | 341.7203 | 643.8507 | 175.0636
[48 empty] | 5463 | 473.85 | 256.4118 | 374.6667 | 398.8571 | 71.3286 | 786 | 1011.6818 | 189.3411 | 341.7203 | 643.8507 | 175.0636
[48 empty] | 5464 | 473.85 | 256.4118 | 374.6667 | 398.8571 | 71.3286 | 786 | 1011.6818 | 189.3411 | 341.7203 | 643.8507 | 175.0636
[48 empty] | 5465 | 473.85 | 256.4118 | 374.6667 | 398.8571 | 71.3286 | 786 | 1011.6818 | 189.3411 | 341.7203 | 643.8507 | 175.0636
[48 empty] | 5466 | 473.85 | 256.4118 | 374.6667 | 398.8571 | 71.3286 | 786 | 1011.6818 | 189.3411 | 341.7203 | 643.8507 | 175.0636
[48 empty] | 5467 | 473.85 | 256.4118 | 374.6667 | 398.8571 | 71.3286 | 786 | 1011.6818 | 189.3411 | 341.7203 | 643.8507 | 175.0636
[48 empty] | 5468 | 473.85 | 256.4118 | 374.6667 | 398.8571 | 71.3286 | 786 | 1011.6818 | 189.3411 | 341.7203 | 643.8507 | 175.0636
[48 empty] | 5469 | 473.85 | 256.4118 | 374.6667 | 398.8571 | 71.3286 | 786 | 1011.6818 | 189.3411 | 341.7203 | 643.8507 | 175.0636
[48 empty] | 5470 | 473.85 | 256.4118 | 374.6667 | 398.8571 | 71.3286 | 786 | 1011.6818 | 189.3411 | 341.7203 | 643.8507 | 175.0636
[48 empty] | 5471 | 473.85 | 256.4118 | 374.6667 | 398.8571 | 71.3286 | 786 | 1011.6818 | 189.3411 | 341.7203 | 643.8507 | 175.0636
[48 empty] | 5472 | 473.85 | 256.4118 | 374.6667 | 398.8571 | 71.3286 | 786 | 1011.6818 | 189.3411 | 341.7203 | 643.8507 | 175.0636
[48 empty] | 5473 | 465.55 | 255.5294 | 371.381 | 399.619 | 70.6071 | 783.1 | 1010.6364 | 188.174 | 337.9282 | 637.1112 | 175.1889
[48 empty] | 5474 | 465.55 | 255.5294 | 371.381 | 399.619 | 70.6071 | 783.1 | 1010.6364 | 188.174 | 337.9282 | 637.1112 | 175.1889
[48 empty] | 5475 | 465.55 | 255.5294 | 371.381 | 399.619 | 70.6071 | 783.1 | 1010.6364 | 188.174 | 337.9282 | 637.1112 | 175.1889
[48 empty] | 5476 | 465.55 | 255.5294 | 371.381 | 399.619 | 70.6071 | 783.1 | 1010.6364 | 188.174 | 337.9282 | 637.1112 | 175.1889
[48 empty] | 5477 | 465.55 | 255.5294 | 371.381 | 399.619 | 70.6071 | 783.1 | 1010.6364 | 188.174 | 337.9282 | 637.1112 | 175.1889
[48 empty] | 5478 | 465.55 | 255.5294 | 371.381 | 399.619 | 70.6071 | 783.1 | 1010.6364 | 188.174 | 337.9282 | 637.1112 | 175.1889
[48 empty] | 5479 | 465.55 | 255.5294 | 371.381 | 399.619 | 70.6071 | 783.1 | 1010.6364 | 188.174 | 337.9282 | 637.1112 | 175.1889
[48 empty] | 5480 | 465.55 | 255.5294 | 371.381 | 399.619 | 70.6071 | 783.1 | 1010.6364 | 188.174 | 337.9282 | 637.1112 | 175.1889
[48 empty] | 5481 | 465.55 | 255.5294 | 371.381 | 399.619 | 70.6071 | 783.1 | 1010.6364 | 188.174 | 337.9282 | 637.1112 | 175.1889
[48 empty] | 5482 | 465.55 | 255.5294 | 371.381 | 399.619 | 70.6071 | 783.1 | 1010.6364 | 188.174 | 337.9282 | 637.1112 | 175.1889
[48 empty] | 5483 | 465.55 | 255.5294 | 371.381 | 399.619 | 70.6071 | 783.1 | 1010.6364 | 188.174 | 337.9282 | 637.1112 | 175.1889
[48 empty] | 5484 | 465.55 | 255.5294 | 371.381 | 399.619 | 70.6071 | 783.1 | 1010.6364 | 188.174 | 337.9282 | 637.1112 | 175.1889
[48 empty] | 5485 | 465.55 | 255.5294 | 371.381 | 399.619 | 70.6071 | 783.1 | 1010.6364 | 188.174 | 337.9282 | 637.1112 | 175.1889
[48 empty] | 5486 | 465.55 | 255.5294 | 371.381 | 399.619 | 70.6071 | 783.1 | 1010.6364 | 188.174 | 337.9282 | 637.1112 | 175.1889
[48 empty] | 5487 | 465.55 | 255.5294 | 371.381 | 399.619 | 70.6071 | 783.1 | 1010.6364 | 188.174 | 337.9282 | 637.1112 | 175.1889
[48 empty] | 5488 | 465.55 | 255.5294 | 371.381 | 399.619 | 70.6071 | 783.1 | 1010.6364 | 188.174 | 337.9282 | 637.1112 | 175.1889
[48 empty] | 5489 | 465.55 | 255.5294 | 371.381 | 399.619 | 70.6071 | 783.1 | 1010.6364 | 188.174 | 337.9282 | 637.1112 | 175.1889
[48 empty] | 5490 | 465.55 | 255.5294 | 371.381 | 399.619 | 70.6071 | 783.1 | 1010.6364 | 188.174 | 337.9282 | 637.1112 | 175.1889
[48 empty] | 5491 | 465.55 | 255.5294 | 371.381 | 399.619 | 70.6071 | 783.1 | 1010.6364 | 188.174 | 337.9282 | 637.1112 | 175.1889
[48 empty] | 5492 | 465.55 | 255.5294 | 371.381 | 399.619 | 70.6071 | 783.1 | 1010.6364 | 188.174 | 337.9282 | 637.1112 | 175.1889
[48 empty] | 5493 | 465.55 | 255.5294 | 371.381 | 399.619 | 70.6071 | 783.1 | 1010.6364 | 188.174 | 337.9282 | 637.1112 | 175.1889
[48 empty] | 5494 | 465.55 | 255.5294 | 371.381 | 399.619 | 70.6071 | 783.1 | 1010.6364 | 188.174 | 337.9282 | 637.1112 | 175.1889
[48 empty] | 5495 | 465.55 | 255.5294 | 371.381 | 399.619 | 70.6071 | 783.1 | 1010.6364 | 188.174 | 337.9282 | 637.1112 | 175.1889
[48 empty] | 5496 | 465.55 | 255.5294 | 371.381 | 399.619 | 70.6071 | 783.1 | 1010.6364 | 188.174 | 337.9282 | 637.1112 | 175.1889
[48 empty] | 5497 | 461.1 | 252.4278 | 367.381 | 399.7619 | 70.9786 | 784.55 | 1004.6818 | 187.975 | 339.1215 | 650.3814 | 174.3598
[48 empty] | 5498 | 461.1 | 252.4278 | 367.381 | 399.7619 | 70.9786 | 784.55 | 1004.6818 | 187.975 | 339.1215 | 650.3814 | 174.3598
[48 empty] | 5499 | 461.1 | 252.4278 | 367.381 | 399.7619 | 70.9786 | 784.55 | 1004.6818 | 187.975 | 339.1215 | 650.3814 | 174.3598
[48 empty] | 5500 | 461.1 | 252.4278 | 367.381 | 399.7619 | 70.9786 | 784.55 | 1004.6818 | 187.975 | 339.1215 | 650.3814 | 174.3598
[48 empty] | 5501 | 461.1 | 252.4278 | 367.381 | 399.7619 | 70.9786 | 784.55 | 1004.6818 | 187.975 | 339.1215 | 650.3814 | 174.3598
[48 empty] | 5502 | 461.1 | 252.4278 | 367.381 | 399.7619 | 70.9786 | 784.55 | 1004.6818 | 187.975 | 339.1215 | 650.3814 | 174.3598
[48 empty] | 5503 | 461.1 | 252.4278 | 367.381 | 399.7619 | 70.9786 | 784.55 | 1004.6818 | 187.975 | 339.1215 | 650.3814 | 174.3598
[48 empty] | 5504 | 461.1 | 252.4278 | 367.381 | 399.7619 | 70.9786 | 784.55 | 1004.6818 | 187.975 | 339.1215 | 650.3814 | 174.3598
[48 empty] | 5505 | 461.1 | 252.4278 | 367.381 | 399.7619 | 70.9786 | 784.55 | 1004.6818 | 187.975 | 339.1215 | 650.3814 | 174.3598
[48 empty] | 5506 | 461.1 | 252.4278 | 367.381 | 399.7619 | 70.9786 | 784.55 | 1004.6818 | 187.975 | 339.1215 | 650.3814 | 174.3598
[48 empty] | 5507 | 461.1 | 252.4278 | 367.381 | 399.7619 | 70.9786 | 784.55 | 1004.6818 | 187.975 | 339.1215 | 650.3814 | 174.3598
[48 empty] | 5508 | 461.1 | 252.4278 | 367.381 | 399.7619 | 70.9786 | 784.55 | 1004.6818 | 187.975 | 339.1215 | 650.3814 | 174.3598
[48 empty] | 5509 | 461.1 | 252.4278 | 367.381 | 399.7619 | 70.9786 | 784.55 | 1004.6818 | 187.975 | 339.1215 | 650.3814 | 174.3598
[48 empty] | 5510 | 461.1 | 252.4278 | 367.381 | 399.7619 | 70.9786 | 784.55 | 1004.6818 | 187.975 | 339.1215 | 650.3814 | 174.3598
[48 empty] | 5511 | 461.1 | 252.4278 | 367.381 | 399.7619 | 70.9786 | 784.55 | 1004.6818 | 187.975 | 339.1215 | 650.3814 | 174.3598
[48 empty] | 5512 | 461.1 | 252.4278 | 367.381 | 399.7619 | 70.9786 | 784.55 | 1004.6818 | 187.975 | 339.1215 | 650.3814 | 174.3598
[48 empty] | 5513 | 461.1 | 252.4278 | 367.381 | 399.7619 | 70.9786 | 784.55 | 1004.6818 | 187.975 | 339.1215 | 650.3814 | 174.3598
[48 empty] | 5514 | 461.1 | 252.4278 | 367.381 | 399.7619 | 70.9786 | 784.55 | 1004.6818 | 187.975 | 339.1215 | 650.3814 | 174.3598
[48 empty] | 5515 | 461.1 | 252.4278 | 367.381 | 399.7619 | 70.9786 | 784.55 | 1004.6818 | 187.975 | 339.1215 | 650.3814 | 174.3598
[48 empty] | 5516 | 461.1 | 252.4278 | 367.381 | 399.7619 | 70.9786 | 784.55 | 1004.6818 | 187.975 | 339.1215 | 650.3814 | 174.3598
[48 empty] | 5517 | 461.1 | 252.4278 | 367.381 | 399.7619 | 70.9786 | 784.55 | 1004.6818 | 187.975 | 339.1215 | 650.3814 | 174.3598
[48 empty] | 5518 | 461.1 | 252.4278 | 367.381 | 399.7619 | 70.9786 | 784.55 | 1004.6818 | 187.975 | 339.1215 | 650.3814 | 174.3598
[48 empty] | 5519 | 461.1 | 252.4278 | 367.381 | 399.7619 | 70.9786 | 784.55 | 1004.6818 | 187.975 | 339.1215 | 650.3814 | 174.3598
[48 empty] | 5520 | 461.1 | 252.4278 | 367.381 | 399.7619 | 70.9786 | 784.55 | 1004.6818 | 187.975 | 339.1215 | 650.3814 | 174.3598
[48 empty] | 5521 | 457 | 253.5941 | 363.9524 | 399.7143 | 71.1929 | 787.75 | 1001.9545 | 189.3497 | 335.3303 | 662.6278 | 173.8655
[48 empty] | 5522 | 457 | 253.5941 | 363.9524 | 399.7143 | 71.1929 | 787.75 | 1001.9545 | 189.3497 | 335.3303 | 662.6278 | 173.8655
[48 empty] | 5523 | 457 | 253.5941 | 363.9524 | 399.7143 | 71.1929 | 787.75 | 1001.9545 | 189.3497 | 335.3303 | 662.6278 | 173.8655
[48 empty] | 5524 | 457 | 253.5941 | 363.9524 | 399.7143 | 71.1929 | 787.75 | 1001.9545 | 189.3497 | 335.3303 | 662.6278 | 173.8655
[48 empty] | 5525 | 457 | 253.5941 | 363.9524 | 399.7143 | 71.1929 | 787.75 | 1001.9545 | 189.3497 | 335.3303 | 662.6278 | 173.8655
[48 empty] | 5526 | 457 | 253.5941 | 363.9524 | 399.7143 | 71.1929 | 787.75 | 1001.9545 | 189.3497 | 335.3303 | 662.6278 | 173.8655
[48 empty] | 5527 | 457 | 253.5941 | 363.9524 | 399.7143 | 71.1929 | 787.75 | 1001.9545 | 189.3497 | 335.3303 | 662.6278 | 173.8655
[48 empty] | 5528 | 457 | 253.5941 | 363.9524 | 399.7143 | 71.1929 | 787.75 | 1001.9545 | 189.3497 | 335.3303 | 662.6278 | 173.8655
[48 empty] | 5529 | 457 | 253.5941 | 363.9524 | 399.7143 | 71.1929 | 787.75 | 1001.9545 | 189.3497 | 335.3303 | 662.6278 | 173.8655
[48 empty] | 5530 | 457 | 253.5941 | 363.9524 | 399.7143 | 71.1929 | 787.75 | 1001.9545 | 189.3497 | 335.3303 | 662.6278 | 173.8655
[48 empty] | 5531 | 457 | 253.5941 | 363.9524 | 399.7143 | 71.1929 | 787.75 | 1001.9545 | 189.3497 | 335.3303 | 662.6278 | 173.8655
[48 empty] | 5532 | 457 | 253.5941 | 363.9524 | 399.7143 | 71.1929 | 787.75 | 1001.9545 | 189.3497 | 335.3303 | 662.6278 | 173.8655
[48 empty] | 5533 | 457 | 253.5941 | 363.9524 | 399.7143 | 71.1929 | 787.75 | 1001.9545 | 189.3497 | 335.3303 | 662.6278 | 173.8655
[48 empty] | 5534 | 457 | 253.5941 | 363.9524 | 399.7143 | 71.1929 | 787.75 | 1001.9545 | 189.3497 | 335.3303 | 662.6278 | 173.8655
[48 empty] | 5535 | 457 | 253.5941 | 363.9524 | 399.7143 | 71.1929 | 787.75 | 1001.9545 | 189.3497 | 335.3303 | 662.6278 | 173.8655
[48 empty] | 5536 | 457 | 253.5941 | 363.9524 | 399.7143 | 71.1929 | 787.75 | 1001.9545 | 189.3497 | 335.3303 | 662.6278 | 173.8655
[48 empty] | 5537 | 457 | 253.5941 | 363.9524 | 399.7143 | 71.1929 | 787.75 | 1001.9545 | 189.3497 | 335.3303 | 662.6278 | 173.8655
[48 empty] | 5538 | 457 | 253.5941 | 363.9524 | 399.7143 | 71.1929 | 787.75 | 1001.9545 | 189.3497 | 335.3303 | 662.6278 | 173.8655
[48 empty] | 5539 | 457 | 253.5941 | 363.9524 | 399.7143 | 71.1929 | 787.75 | 1001.9545 | 189.3497 | 335.3303 | 662.6278 | 173.8655
[48 empty] | 5540 | 457 | 253.5941 | 363.9524 | 399.7143 | 71.1929 | 787.75 | 1001.9545 | 189.3497 | 335.3303 | 662.6278 | 173.8655
[48 empty] | 5541 | 457 | 253.5941 | 363.9524 | 399.7143 | 71.1929 | 787.75 | 1001.9545 | 189.3497 | 335.3303 | 662.6278 | 173.8655
[48 empty] | 5542 | 457 | 253.5941 | 363.9524 | 399.7143 | 71.1929 | 787.75 | 1001.9545 | 189.3497 | 335.3303 | 662.6278 | 173.8655
[48 empty] | 5543 | 457 | 253.5941 | 363.9524 | 399.7143 | 71.1929 | 787.75 | 1001.9545 | 189.3497 | 335.3303 | 662.6278 | 173.8655
[48 empty] | 5544 | 457 | 253.5941 | 363.9524 | 399.7143 | 71.1929 | 787.75 | 1001.9545 | 189.3497 | 335.3303 | 662.6278 | 173.8655
[48 empty] | 5545 | 455.95 | 253.2412 | 361.4286 | 401 | 73.7629 | 790.45 | 998 | 191.4204 | 328.5604 | 655.044 | 172.7239
[48 empty] | 5546 | 455.95 | 253.2412 | 361.4286 | 401 | 73.7629 | 790.45 | 998 | 191.4204 | 328.5604 | 655.044 | 172.7239
[48 empty] | 5547 | 455.95 | 253.2412 | 361.4286 | 401 | 73.7629 | 790.45 | 998 | 191.4204 | 328.5604 | 655.044 | 172.7239
[48 empty] | 5548 | 455.95 | 253.2412 | 361.4286 | 401 | 73.7629 | 790.45 | 998 | 191.4204 | 328.5604 | 655.044 | 172.7239
[48 empty] | 5549 | 455.95 | 253.2412 | 361.4286 | 401 | 73.7629 | 790.45 | 998 | 191.4204 | 328.5604 | 655.044 | 172.7239
[48 empty] | 5550 | 455.95 | 253.2412 | 361.4286 | 401 | 73.7629 | 790.45 | 998 | 191.4204 | 328.5604 | 655.044 | 172.7239
[48 empty] | 5551 | 455.95 | 253.2412 | 361.4286 | 401 | 73.7629 | 790.45 | 998 | 191.4204 | 328.5604 | 655.044 | 172.7239
[48 empty] | 5552 | 455.95 | 253.2412 | 361.4286 | 401 | 73.7629 | 790.45 | 998 | 191.4204 | 328.5604 | 655.044 | 172.7239
[48 empty] | 5553 | 455.95 | 253.2412 | 361.4286 | 401 | 73.7629 | 790.45 | 998 | 191.4204 | 328.5604 | 655.044 | 172.7239
[48 empty] | 5554 | 455.95 | 253.2412 | 361.4286 | 401 | 73.7629 | 790.45 | 998 | 191.4204 | 328.5604 | 655.044 | 172.7239
[48 empty] | 5555 | 455.95 | 253.2412 | 361.4286 | 401 | 73.7629 | 790.45 | 998 | 191.4204 | 328.5604 | 655.044 | 172.7239
[48 empty] | 5556 | 455.95 | 253.2412 | 361.4286 | 401 | 73.7629 | 790.45 | 998 | 191.4204 | 328.5604 | 655.044 | 172.7239
[48 empty] | 5557 | 455.95 | 253.2412 | 361.4286 | 401 | 73.7629 | 790.45 | 998 | 191.4204 | 328.5604 | 655.044 | 172.7239
[48 empty] | 5558 | 455.95 | 253.2412 | 361.4286 | 401 | 73.7629 | 790.45 | 998 | 191.4204 | 328.5604 | 655.044 | 172.7239
[48 empty] | 5559 | 455.95 | 253.2412 | 361.4286 | 401 | 73.7629 | 790.45 | 998 | 191.4204 | 328.5604 | 655.044 | 172.7239
[48 empty] | 5560 | 455.95 | 253.2412 | 361.4286 | 401 | 73.7629 | 790.45 | 998 | 191.4204 | 328.5604 | 655.044 | 172.7239
[48 empty] | 5561 | 455.95 | 253.2412 | 361.4286 | 401 | 73.7629 | 790.45 | 998 | 191.4204 | 328.5604 | 655.044 | 172.7239
[48 empty] | 5562 | 455.95 | 253.2412 | 361.4286 | 401 | 73.7629 | 790.45 | 998 | 191.4204 | 328.5604 | 655.044 | 172.7239
[48 empty] | 5563 | 455.95 | 253.2412 | 361.4286 | 401 | 73.7629 | 790.45 | 998 | 191.4204 | 328.5604 | 655.044 | 172.7239
[48 empty] | 5564 | 455.95 | 253.2412 | 361.4286 | 401 | 73.7629 | 790.45 | 998 | 191.4204 | 328.5604 | 655.044 | 172.7239
[48 empty] | 5565 | 455.95 | 253.2412 | 361.4286 | 401 | 73.7629 | 790.45 | 998 | 191.4204 | 328.5604 | 655.044 | 172.7239
[48 empty] | 5566 | 455.95 | 253.2412 | 361.4286 | 401 | 73.7629 | 790.45 | 998 | 191.4204 | 328.5604 | 655.044 | 172.7239
[48 empty] | 5567 | 455.95 | 253.2412 | 361.4286 | 401 | 73.7629 | 790.45 | 998 | 191.4204 | 328.5604 | 655.044 | 172.7239
[48 empty] | 5568 | 455.95 | 253.2412 | 361.4286 | 401 | 73.7629 | 790.45 | 998 | 191.4204 | 328.5604 | 655.044 | 172.7239
[48 empty] | 5569 | 453.1 | 252.1765 | 358.9524 | 404.381 | 75.85 | 795.35 | 997.9091 | 194.1543 | 326.6209 | 653.5017 | 172.8849
[48 empty] | 5570 | 453.1 | 252.1765 | 358.9524 | 404.381 | 75.85 | 795.35 | 997.9091 | 194.1543 | 326.6209 | 653.5017 | 172.8849
[48 empty] | 5571 | 453.1 | 252.1765 | 358.9524 | 404.381 | 75.85 | 795.35 | 997.9091 | 194.1543 | 326.6209 | 653.5017 | 172.8849
[48 empty] | 5572 | 453.1 | 252.1765 | 358.9524 | 404.381 | 75.85 | 795.35 | 997.9091 | 194.1543 | 326.6209 | 653.5017 | 172.8849
[48 empty] | 5573 | 453.1 | 252.1765 | 358.9524 | 404.381 | 75.85 | 795.35 | 997.9091 | 194.1543 | 326.6209 | 653.5017 | 172.8849
[48 empty] | 5574 | 453.1 | 252.1765 | 358.9524 | 404.381 | 75.85 | 795.35 | 997.9091 | 194.1543 | 326.6209 | 653.5017 | 172.8849
[48 empty] | 5575 | 453.1 | 252.1765 | 358.9524 | 404.381 | 75.85 | 795.35 | 997.9091 | 194.1543 | 326.6209 | 653.5017 | 172.8849
[48 empty] | 5576 | 453.1 | 252.1765 | 358.9524 | 404.381 | 75.85 | 795.35 | 997.9091 | 194.1543 | 326.6209 | 653.5017 | 172.8849
[48 empty] | 5577 | 453.1 | 252.1765 | 358.9524 | 404.381 | 75.85 | 795.35 | 997.9091 | 194.1543 | 326.6209 | 653.5017 | 172.8849
[48 empty] | 5578 | 453.1 | 252.1765 | 358.9524 | 404.381 | 75.85 | 795.35 | 997.9091 | 194.1543 | 326.6209 | 653.5017 | 172.8849
[48 empty] | 5579 | 453.1 | 252.1765 | 358.9524 | 404.381 | 75.85 | 795.35 | 997.9091 | 194.1543 | 326.6209 | 653.5017 | 172.8849
[48 empty] | 5580 | 453.1 | 252.1765 | 358.9524 | 404.381 | 75.85 | 795.35 | 997.9091 | 194.1543 | 326.6209 | 653.5017 | 172.8849
[48 empty] | 5581 | 453.1 | 252.1765 | 358.9524 | 404.381 | 75.85 | 795.35 | 997.9091 | 194.1543 | 326.6209 | 653.5017 | 172.8849
[48 empty] | 5582 | 453.1 | 252.1765 | 358.9524 | 404.381 | 75.85 | 795.35 | 997.9091 | 194.1543 | 326.6209 | 653.5017 | 172.8849
[48 empty] | 5583 | 453.1 | 252.1765 | 358.9524 | 404.381 | 75.85 | 795.35 | 997.9091 | 194.1543 | 326.6209 | 653.5017 | 172.8849
[48 empty] | 5584 | 453.1 | 252.1765 | 358.9524 | 404.381 | 75.85 | 795.35 | 997.9091 | 194.1543 | 326.6209 | 653.5017 | 172.8849
[48 empty] | 5585 | 453.1 | 252.1765 | 358.9524 | 404.381 | 75.85 | 795.35 | 997.9091 | 194.1543 | 326.6209 | 653.5017 | 172.8849
[48 empty] | 5586 | 453.1 | 252.1765 | 358.9524 | 404.381 | 75.85 | 795.35 | 997.9091 | 194.1543 | 326.6209 | 653.5017 | 172.8849
[48 empty] | 5587 | 453.1 | 252.1765 | 358.9524 | 404.381 | 75.85 | 795.35 | 997.9091 | 194.1543 | 326.6209 | 653.5017 | 172.8849
[48 empty] | 5588 | 453.1 | 252.1765 | 358.9524 | 404.381 | 75.85 | 795.35 | 997.9091 | 194.1543 | 326.6209 | 653.5017 | 172.8849
[48 empty] | 5589 | 453.1 | 252.1765 | 358.9524 | 404.381 | 75.85 | 795.35 | 997.9091 | 194.1543 | 326.6209 | 653.5017 | 172.8849
[48 empty] | 5590 | 453.1 | 252.1765 | 358.9524 | 404.381 | 75.85 | 795.35 | 997.9091 | 194.1543 | 326.6209 | 653.5017 | 172.8849
[48 empty] | 5591 | 453.1 | 252.1765 | 358.9524 | 404.381 | 75.85 | 795.35 | 997.9091 | 194.1543 | 326.6209 | 653.5017 | 172.8849
[48 empty] | 5592 | 453.1 | 252.1765 | 358.9524 | 404.381 | 75.85 | 795.35 | 997.9091 | 194.1543 | 326.6209 | 653.5017 | 172.8849
[48 empty] | 5593 | 453.15 | 252.2353 | 356 | 406.1905 | 76.2929 | 794.9048 | 998.1364 | 198.4203 | 322.7542 | 665.6258 | 174.4537
[48 empty] | 5594 | 453.15 | 252.2353 | 356 | 406.1905 | 76.2929 | 794.9048 | 998.1364 | 198.4203 | 322.7542 | 665.6258 | 174.4537
[48 empty] | 5595 | 453.15 | 252.2353 | 356 | 406.1905 | 76.2929 | 794.9048 | 998.1364 | 198.4203 | 322.7542 | 665.6258 | 174.4537
[48 empty] | 5596 | 453.15 | 252.2353 | 356 | 406.1905 | 76.2929 | 794.9048 | 998.1364 | 198.4203 | 322.7542 | 665.6258 | 174.4537
[48 empty] | 5597 | 453.15 | 252.2353 | 356 | 406.1905 | 76.2929 | 794.9048 | 998.1364 | 198.4203 | 322.7542 | 665.6258 | 174.4537
[48 empty] | 5598 | 453.15 | 252.2353 | 356 | 406.1905 | 76.2929 | 794.9048 | 998.1364 | 198.4203 | 322.7542 | 665.6258 | 174.4537
[48 empty] | 5599 | 453.15 | 252.2353 | 356 | 406.1905 | 76.2929 | 794.9048 | 998.1364 | 198.4203 | 322.7542 | 665.6258 | 174.4537
[48 empty] | 5600 | 453.15 | 252.2353 | 356 | 406.1905 | 76.2929 | 794.9048 | 998.1364 | 198.4203 | 322.7542 | 665.6258 | 174.4537
[48 empty] | 5601 | 453.15 | 252.2353 | 356 | 406.1905 | 76.2929 | 794.9048 | 998.1364 | 198.4203 | 322.7542 | 665.6258 | 174.4537
[48 empty] | 5602 | 453.15 | 252.2353 | 356 | 406.1905 | 76.2929 | 794.9048 | 998.1364 | 198.4203 | 322.7542 | 665.6258 | 174.4537
[48 empty] | 5603 | 453.15 | 252.2353 | 356 | 406.1905 | 76.2929 | 794.9048 | 998.1364 | 198.4203 | 322.7542 | 665.6258 | 174.4537
[48 empty] | 5604 | 453.15 | 252.2353 | 356 | 406.1905 | 76.2929 | 794.9048 | 998.1364 | 198.4203 | 322.7542 | 665.6258 | 174.4537
[48 empty] | 5605 | 453.15 | 252.2353 | 356 | 406.1905 | 76.2929 | 794.9048 | 998.1364 | 198.4203 | 322.7542 | 665.6258 | 174.4537
[48 empty] | 5606 | 453.15 | 252.2353 | 356 | 406.1905 | 76.2929 | 794.9048 | 998.1364 | 198.4203 | 322.7542 | 665.6258 | 174.4537
[48 empty] | 5607 | 453.15 | 252.2353 | 356 | 406.1905 | 76.2929 | 794.9048 | 998.1364 | 198.4203 | 322.7542 | 665.6258 | 174.4537
[48 empty] | 5608 | 453.15 | 252.2353 | 356 | 406.1905 | 76.2929 | 794.9048 | 998.1364 | 198.4203 | 322.7542 | 665.6258 | 174.4537
[48 empty] | 5609 | 453.15 | 252.2353 | 356 | 406.1905 | 76.2929 | 794.9048 | 998.1364 | 198.4203 | 322.7542 | 665.6258 | 174.4537
[48 empty] | 5610 | 453.15 | 252.2353 | 356 | 406.1905 | 76.2929 | 794.9048 | 998.1364 | 198.4203 | 322.7542 | 665.6258 | 174.4537
[48 empty] | 5611 | 453.15 | 252.2353 | 356 | 406.1905 | 76.2929 | 794.9048 | 998.1364 | 198.4203 | 322.7542 | 665.6258 | 174.4537
[48 empty] | 5612 | 453.15 | 252.2353 | 356 | 406.1905 | 76.2929 | 794.9048 | 998.1364 | 198.4203 | 322.7542 | 665.6258 | 174.4537
[48 empty] | 5613 | 453.15 | 252.2353 | 356 | 406.1905 | 76.2929 | 794.9048 | 998.1364 | 198.4203 | 322.7542 | 665.6258 | 174.4537
[48 empty] | 5614 | 453.15 | 252.2353 | 356 | 406.1905 | 76.2929 | 794.9048 | 998.1364 | 198.4203 | 322.7542 | 665.6258 | 174.4537
[48 empty] | 5615 | 453.15 | 252.2353 | 356 | 406.1905 | 76.2929 | 794.9048 | 998.1364 | 198.4203 | 322.7542 | 665.6258 | 174.4537
[48 empty] | 5616 | 453.15 | 252.2353 | 356 | 406.1905 | 76.2929 | 794.9048 | 998.1364 | 198.4203 | 322.7542 | 665.6258 | 174.4537
[48 empty] | 5617 | 449.75 | 253.2353 | 353.5238 | 407.5714 | 74.9071 | 795.45 | 996.9091 | 198.9529 | 318.4663 | 659.6088 | 174.8696
[48 empty] | 5618 | 449.75 | 253.2353 | 353.5238 | 407.5714 | 74.9071 | 795.45 | 996.9091 | 198.9529 | 318.4663 | 659.6088 | 174.8696
[48 empty] | 5619 | 449.75 | 253.2353 | 353.5238 | 407.5714 | 74.9071 | 795.45 | 996.9091 | 198.9529 | 318.4663 | 659.6088 | 174.8696
[48 empty] | 5620 | 449.75 | 253.2353 | 353.5238 | 407.5714 | 74.9071 | 795.45 | 996.9091 | 198.9529 | 318.4663 | 659.6088 | 174.8696
[48 empty] | 5621 | 449.75 | 253.2353 | 353.5238 | 407.5714 | 74.9071 | 795.45 | 996.9091 | 198.9529 | 318.4663 | 659.6088 | 174.8696
[48 empty] | 5622 | 449.75 | 253.2353 | 353.5238 | 407.5714 | 74.9071 | 795.45 | 996.9091 | 198.9529 | 318.4663 | 659.6088 | 174.8696
[48 empty] | 5623 | 449.75 | 253.2353 | 353.5238 | 407.5714 | 74.9071 | 795.45 | 996.9091 | 198.9529 | 318.4663 | 659.6088 | 174.8696
[48 empty] | 5624 | 449.75 | 253.2353 | 353.5238 | 407.5714 | 74.9071 | 795.45 | 996.9091 | 198.9529 | 318.4663 | 659.6088 | 174.8696
[48 empty] | 5625 | 449.75 | 253.2353 | 353.5238 | 407.5714 | 74.9071 | 795.45 | 996.9091 | 198.9529 | 318.4663 | 659.6088 | 174.8696
[48 empty] | 5626 | 449.75 | 253.2353 | 353.5238 | 407.5714 | 74.9071 | 795.45 | 996.9091 | 198.9529 | 318.4663 | 659.6088 | 174.8696
[48 empty] | 5627 | 449.75 | 253.2353 | 353.5238 | 407.5714 | 74.9071 | 795.45 | 996.9091 | 198.9529 | 318.4663 | 659.6088 | 174.8696
[48 empty] | 5628 | 449.75 | 253.2353 | 353.5238 | 407.5714 | 74.9071 | 795.45 | 996.9091 | 198.9529 | 318.4663 | 659.6088 | 174.8696
[48 empty] | 5629 | 449.75 | 253.2353 | 353.5238 | 407.5714 | 74.9071 | 795.45 | 996.9091 | 198.9529 | 318.4663 | 659.6088 | 174.8696
[48 empty] | 5630 | 449.75 | 253.2353 | 353.5238 | 407.5714 | 74.9071 | 795.45 | 996.9091 | 198.9529 | 318.4663 | 659.6088 | 174.8696
[48 empty] | 5631 | 449.75 | 253.2353 | 353.5238 | 407.5714 | 74.9071 | 795.45 | 996.9091 | 198.9529 | 318.4663 | 659.6088 | 174.8696
[48 empty] | 5632 | 449.75 | 253.2353 | 353.5238 | 407.5714 | 74.9071 | 795.45 | 996.9091 | 198.9529 | 318.4663 | 659.6088 | 174.8696
[48 empty] | 5633 | 449.75 | 253.2353 | 353.5238 | 407.5714 | 74.9071 | 795.45 | 996.9091 | 198.9529 | 318.4663 | 659.6088 | 174.8696
[48 empty] | 5634 | 449.75 | 253.2353 | 353.5238 | 407.5714 | 74.9071 | 795.45 | 996.9091 | 198.9529 | 318.4663 | 659.6088 | 174.8696
[48 empty] | 5635 | 449.75 | 253.2353 | 353.5238 | 407.5714 | 74.9071 | 795.45 | 996.9091 | 198.9529 | 318.4663 | 659.6088 | 174.8696
[48 empty] | 5636 | 449.75 | 253.2353 | 353.5238 | 407.5714 | 74.9071 | 795.45 | 996.9091 | 198.9529 | 318.4663 | 659.6088 | 174.8696
[48 empty] | 5637 | 449.75 | 253.2353 | 353.5238 | 407.5714 | 74.9071 | 795.45 | 996.9091 | 198.9529 | 318.4663 | 659.6088 | 174.8696
[48 empty] | 5638 | 449.75 | 253.2353 | 353.5238 | 407.5714 | 74.9071 | 795.45 | 996.9091 | 198.9529 | 318.4663 | 659.6088 | 174.8696
[48 empty] | 5639 | 449.75 | 253.2353 | 353.5238 | 407.5714 | 74.9071 | 795.45 | 996.9091 | 198.9529 | 318.4663 | 659.6088 | 174.8696
[48 empty] | 5640 | 449.75 | 253.2353 | 353.5238 | 407.5714 | 74.9071 | 795.45 | 996.9091 | 198.9529 | 318.4663 | 659.6088 | 174.8696
[48 empty] | 5641 | 447.3 | 252.8059 | 349.9048 | 407.8571 | 71.9929 | 792.2 | 996.2273 | 195.4882 | 319.8976 | 657.6543 | 174.5426
[48 empty] | 5642 | 447.3 | 252.8059 | 349.9048 | 407.8571 | 71.9929 | 792.2 | 996.2273 | 195.4882 | 319.8976 | 657.6543 | 174.5426
[48 empty] | 5643 | 447.3 | 252.8059 | 349.9048 | 407.8571 | 71.9929 | 792.2 | 996.2273 | 195.4882 | 319.8976 | 657.6543 | 174.5426
[48 empty] | 5644 | 447.3 | 252.8059 | 349.9048 | 407.8571 | 71.9929 | 792.2 | 996.2273 | 195.4882 | 319.8976 | 657.6543 | 174.5426
[48 empty] | 5645 | 447.3 | 252.8059 | 349.9048 | 407.8571 | 71.9929 | 792.2 | 996.2273 | 195.4882 | 319.8976 | 657.6543 | 174.5426
[48 empty] | 5646 | 447.3 | 252.8059 | 349.9048 | 407.8571 | 71.9929 | 792.2 | 996.2273 | 195.4882 | 319.8976 | 657.6543 | 174.5426
[48 empty] | 5647 | 447.3 | 252.8059 | 349.9048 | 407.8571 | 71.9929 | 792.2 | 996.2273 | 195.4882 | 319.8976 | 657.6543 | 174.5426
[48 empty] | 5648 | 447.3 | 252.8059 | 349.9048 | 407.8571 | 71.9929 | 792.2 | 996.2273 | 195.4882 | 319.8976 | 657.6543 | 174.5426
[48 empty] | 5649 | 447.3 | 252.8059 | 349.9048 | 407.8571 | 71.9929 | 792.2 | 996.2273 | 195.4882 | 319.8976 | 657.6543 | 174.5426
[48 empty] | 5650 | 447.3 | 252.8059 | 349.9048 | 407.8571 | 71.9929 | 792.2 | 996.2273 | 195.4882 | 319.8976 | 657.6543 | 174.5426
[48 empty] | 5651 | 447.3 | 252.8059 | 349.9048 | 407.8571 | 71.9929 | 792.2 | 996.2273 | 195.4882 | 319.8976 | 657.6543 | 174.5426
[48 empty] | 5652 | 447.3 | 252.8059 | 349.9048 | 407.8571 | 71.9929 | 792.2 | 996.2273 | 195.4882 | 319.8976 | 657.6543 | 174.5426
[48 empty] | 5653 | 447.3 | 252.8059 | 349.9048 | 407.8571 | 71.9929 | 792.2 | 996.2273 | 195.4882 | 319.8976 | 657.6543 | 174.5426
[48 empty] | 5654 | 447.3 | 252.8059 | 349.9048 | 407.8571 | 71.9929 | 792.2 | 996.2273 | 195.4882 | 319.8976 | 657.6543 | 174.5426
[48 empty] | 5655 | 447.3 | 252.8059 | 349.9048 | 407.8571 | 71.9929 | 792.2 | 996.2273 | 195.4882 | 319.8976 | 657.6543 | 174.5426
[48 empty] | 5656 | 447.3 | 252.8059 | 349.9048 | 407.8571 | 71.9929 | 792.2 | 996.2273 | 195.4882 | 319.8976 | 657.6543 | 174.5426
[48 empty] | 5657 | 447.3 | 252.8059 | 349.9048 | 407.8571 | 71.9929 | 792.2 | 996.2273 | 195.4882 | 319.8976 | 657.6543 | 174.5426
[48 empty] | 5658 | 447.3 | 252.8059 | 349.9048 | 407.8571 | 71.9929 | 792.2 | 996.2273 | 195.4882 | 319.8976 | 657.6543 | 174.5426
[48 empty] | 5659 | 447.3 | 252.8059 | 349.9048 | 407.8571 | 71.9929 | 792.2 | 996.2273 | 195.4882 | 319.8976 | 657.6543 | 174.5426
[48 empty] | 5660 | 447.3 | 252.8059 | 349.9048 | 407.8571 | 71.9929 | 792.2 | 996.2273 | 195.4882 | 319.8976 | 657.6543 | 174.5426
[48 empty] | 5661 | 447.3 | 252.8059 | 349.9048 | 407.8571 | 71.9929 | 792.2 | 996.2273 | 195.4882 | 319.8976 | 657.6543 | 174.5426
[48 empty] | 5662 | 447.3 | 252.8059 | 349.9048 | 407.8571 | 71.9929 | 792.2 | 996.2273 | 195.4882 | 319.8976 | 657.6543 | 174.5426
[48 empty] | 5663 | 447.3 | 252.8059 | 349.9048 | 407.8571 | 71.9929 | 792.2 | 996.2273 | 195.4882 | 319.8976 | 657.6543 | 174.5426
[48 empty] | 5664 | 447.3 | 252.8059 | 349.9048 | 407.8571 | 71.9929 | 792.2 | 996.2273 | 195.4882 | 319.8976 | 657.6543 | 174.5426
[48 empty] | 5665 | 444.5 | 251.5471 | 346.2381 | 406.2857 | 70.0857 | 788.5 | 996.1818 | 193.2086 | 324.4285 | 673.0636 | 176.1782
[48 empty] | 5666 | 444.5 | 251.5471 | 346.2381 | 406.2857 | 70.0857 | 788.5 | 996.1818 | 193.2086 | 324.4285 | 673.0636 | 176.1782
[48 empty] | 5667 | 444.5 | 251.5471 | 346.2381 | 406.2857 | 70.0857 | 788.5 | 996.1818 | 193.2086 | 324.4285 | 673.0636 | 176.1782
[48 empty] | 5668 | 444.5 | 251.5471 | 346.2381 | 406.2857 | 70.0857 | 788.5 | 996.1818 | 193.2086 | 324.4285 | 673.0636 | 176.1782
[48 empty] | 5669 | 444.5 | 251.5471 | 346.2381 | 406.2857 | 70.0857 | 788.5 | 996.1818 | 193.2086 | 324.4285 | 673.0636 | 176.1782
[48 empty] | 5670 | 444.5 | 251.5471 | 346.2381 | 406.2857 | 70.0857 | 788.5 | 996.1818 | 193.2086 | 324.4285 | 673.0636 | 176.1782
[48 empty] | 5671 | 444.5 | 251.5471 | 346.2381 | 406.2857 | 70.0857 | 788.5 | 996.1818 | 193.2086 | 324.4285 | 673.0636 | 176.1782
[48 empty] | 5672 | 444.5 | 251.5471 | 346.2381 | 406.2857 | 70.0857 | 788.5 | 996.1818 | 193.2086 | 324.4285 | 673.0636 | 176.1782
[48 empty] | 5673 | 444.5 | 251.5471 | 346.2381 | 406.2857 | 70.0857 | 788.5 | 996.1818 | 193.2086 | 324.4285 | 673.0636 | 176.1782
[48 empty] | 5674 | 444.5 | 251.5471 | 346.2381 | 406.2857 | 70.0857 | 788.5 | 996.1818 | 193.2086 | 324.4285 | 673.0636 | 176.1782
[48 empty] | 5675 | 444.5 | 251.5471 | 346.2381 | 406.2857 | 70.0857 | 788.5 | 996.1818 | 193.2086 | 324.4285 | 673.0636 | 176.1782
[48 empty] | 5676 | 444.5 | 251.5471 | 346.2381 | 406.2857 | 70.0857 | 788.5 | 996.1818 | 193.2086 | 324.4285 | 673.0636 | 176.1782
[48 empty] | 5677 | 444.5 | 251.5471 | 346.2381 | 406.2857 | 70.0857 | 788.5 | 996.1818 | 193.2086 | 324.4285 | 673.0636 | 176.1782
[48 empty] | 5678 | 444.5 | 251.5471 | 346.2381 | 406.2857 | 70.0857 | 788.5 | 996.1818 | 193.2086 | 324.4285 | 673.0636 | 176.1782
[48 empty] | 5679 | 444.5 | 251.5471 | 346.2381 | 406.2857 | 70.0857 | 788.5 | 996.1818 | 193.2086 | 324.4285 | 673.0636 | 176.1782
[48 empty] | 5680 | 444.5 | 251.5471 | 346.2381 | 406.2857 | 70.0857 | 788.5 | 996.1818 | 193.2086 | 324.4285 | 673.0636 | 176.1782
[48 empty] | 5681 | 444.5 | 251.5471 | 346.2381 | 406.2857 | 70.0857 | 788.5 | 996.1818 | 193.2086 | 324.4285 | 673.0636 | 176.1782
[48 empty] | 5682 | 444.5 | 251.5471 | 346.2381 | 406.2857 | 70.0857 | 788.5 | 996.1818 | 193.2086 | 324.4285 | 673.0636 | 176.1782
[48 empty] | 5683 | 444.5 | 251.5471 | 346.2381 | 406.2857 | 70.0857 | 788.5 | 996.1818 | 193.2086 | 324.4285 | 673.0636 | 176.1782
[48 empty] | 5684 | 444.5 | 251.5471 | 346.2381 | 406.2857 | 70.0857 | 788.5 | 996.1818 | 193.2086 | 324.4285 | 673.0636 | 176.1782
[48 empty] | 5685 | 444.5 | 251.5471 | 346.2381 | 406.2857 | 70.0857 | 788.5 | 996.1818 | 193.2086 | 324.4285 | 673.0636 | 176.1782
[48 empty] | 5686 | 444.5 | 251.5471 | 346.2381 | 406.2857 | 70.0857 | 788.5 | 996.1818 | 193.2086 | 324.4285 | 673.0636 | 176.1782
[48 empty] | 5687 | 444.5 | 251.5471 | 346.2381 | 406.2857 | 70.0857 | 788.5 | 996.1818 | 193.2086 | 324.4285 | 673.0636 | 176.1782
[48 empty] | 5688 | 444.5 | 251.5471 | 346.2381 | 406.2857 | 70.0857 | 788.5 | 996.1818 | 193.2086 | 324.4285 | 673.0636 | 176.1782
[48 empty] | 5689 | 441.75 | 248.7706 | 344.1429 | 405.3333 | 68.1571 | 789.7 | 995.0909 | 190.8961 | 327.0799 | 687.2128 | 175.5583
[48 empty] | 5690 | 441.75 | 248.7706 | 344.1429 | 405.3333 | 68.1571 | 789.7 | 995.0909 | 190.8961 | 327.0799 | 687.2128 | 175.5583
[48 empty] | 5691 | 441.75 | 248.7706 | 344.1429 | 405.3333 | 68.1571 | 789.7 | 995.0909 | 190.8961 | 327.0799 | 687.2128 | 175.5583
[48 empty] | 5692 | 441.75 | 248.7706 | 344.1429 | 405.3333 | 68.1571 | 789.7 | 995.0909 | 190.8961 | 327.0799 | 687.2128 | 175.5583
[48 empty] | 5693 | 441.75 | 248.7706 | 344.1429 | 405.3333 | 68.1571 | 789.7 | 995.0909 | 190.8961 | 327.0799 | 687.2128 | 175.5583
[48 empty] | 5694 | 441.75 | 248.7706 | 344.1429 | 405.3333 | 68.1571 | 789.7 | 995.0909 | 190.8961 | 327.0799 | 687.2128 | 175.5583
[48 empty] | 5695 | 441.75 | 248.7706 | 344.1429 | 405.3333 | 68.1571 | 789.7 | 995.0909 | 190.8961 | 327.0799 | 687.2128 | 175.5583
[48 empty] | 5696 | 441.75 | 248.7706 | 344.1429 | 405.3333 | 68.1571 | 789.7 | 995.0909 | 190.8961 | 327.0799 | 687.2128 | 175.5583
[48 empty] | 5697 | 441.75 | 248.7706 | 344.1429 | 405.3333 | 68.1571 | 789.7 | 995.0909 | 190.8961 | 327.0799 | 687.2128 | 175.5583
[48 empty] | 5698 | 441.75 | 248.7706 | 344.1429 | 405.3333 | 68.1571 | 789.7 | 995.0909 | 190.8961 | 327.0799 | 687.2128 | 175.5583
[48 empty] | 5699 | 441.75 | 248.7706 | 344.1429 | 405.3333 | 68.1571 | 789.7 | 995.0909 | 190.8961 | 327.0799 | 687.2128 | 175.5583
[48 empty] | 5700 | 441.75 | 248.7706 | 344.1429 | 405.3333 | 68.1571 | 789.7 | 995.0909 | 190.8961 | 327.0799 | 687.2128 | 175.5583
[48 empty] | 5701 | 441.75 | 248.7706 | 344.1429 | 405.3333 | 68.1571 | 789.7 | 995.0909 | 190.8961 | 327.0799 | 687.2128 | 175.5583
[48 empty] | 5702 | 441.75 | 248.7706 | 344.1429 | 405.3333 | 68.1571 | 789.7 | 995.0909 | 190.8961 | 327.0799 | 687.2128 | 175.5583
[48 empty] | 5703 | 441.75 | 248.7706 | 344.1429 | 405.3333 | 68.1571 | 789.7 | 995.0909 | 190.8961 | 327.0799 | 687.2128 | 175.5583
[48 empty] | 5704 | 441.75 | 248.7706 | 344.1429 | 405.3333 | 68.1571 | 789.7 | 995.0909 | 190.8961 | 327.0799 | 687.2128 | 175.5583
[48 empty] | 5705 | 441.75 | 248.7706 | 344.1429 | 405.3333 | 68.1571 | 789.7 | 995.0909 | 190.8961 | 327.0799 | 687.2128 | 175.5583
[48 empty] | 5706 | 441.75 | 248.7706 | 344.1429 | 405.3333 | 68.1571 | 789.7 | 995.0909 | 190.8961 | 327.0799 | 687.2128 | 175.5583
[48 empty] | 5707 | 441.75 | 248.7706 | 344.1429 | 405.3333 | 68.1571 | 789.7 | 995.0909 | 190.8961 | 327.0799 | 687.2128 | 175.5583
[48 empty] | 5708 | 441.75 | 248.7706 | 344.1429 | 405.3333 | 68.1571 | 789.7 | 995.0909 | 190.8961 | 327.0799 | 687.2128 | 175.5583
[48 empty] | 5709 | 441.75 | 248.7706 | 344.1429 | 405.3333 | 68.1571 | 789.7 | 995.0909 | 190.8961 | 327.0799 | 687.2128 | 175.5583
[48 empty] | 5710 | 441.75 | 248.7706 | 344.1429 | 405.3333 | 68.1571 | 789.7 | 995.0909 | 190.8961 | 327.0799 | 687.2128 | 175.5583
[48 empty] | 5711 | 441.75 | 248.7706 | 344.1429 | 405.3333 | 68.1571 | 789.7 | 995.0909 | 190.8961 | 327.0799 | 687.2128 | 175.5583
[48 empty] | 5712 | 441.75 | 248.7706 | 344.1429 | 405.3333 | 68.1571 | 789.7 | 995.0909 | 190.8961 | 327.0799 | 687.2128 | 175.5583
[48 empty] | 5713 | 442.25 | 246.8059 | 341 | 403.619 | 66.5643 | 787.65 | 993.3636 | 188.1622 | 334.291 | 717.462 | 175.1238
[48 empty] | 5714 | 442.25 | 246.8059 | 341 | 403.619 | 66.5643 | 787.65 | 993.3636 | 188.1622 | 334.291 | 717.462 | 175.1238
[48 empty] | 5715 | 442.25 | 246.8059 | 341 | 403.619 | 66.5643 | 787.65 | 993.3636 | 188.1622 | 334.291 | 717.462 | 175.1238
[48 empty] | 5716 | 442.25 | 246.8059 | 341 | 403.619 | 66.5643 | 787.65 | 993.3636 | 188.1622 | 334.291 | 717.462 | 175.1238
[48 empty] | 5717 | 442.25 | 246.8059 | 341 | 403.619 | 66.5643 | 787.65 | 993.3636 | 188.1622 | 334.291 | 717.462 | 175.1238
[48 empty] | 5718 | 442.25 | 246.8059 | 341 | 403.619 | 66.5643 | 787.65 | 993.3636 | 188.1622 | 334.291 | 717.462 | 175.1238
[48 empty] | 5719 | 442.25 | 246.8059 | 341 | 403.619 | 66.5643 | 787.65 | 993.3636 | 188.1622 | 334.291 | 717.462 | 175.1238
[48 empty] | 5720 | 442.25 | 246.8059 | 341 | 403.619 | 66.5643 | 787.65 | 993.3636 | 188.1622 | 334.291 | 717.462 | 175.1238
[48 empty] | 5721 | 442.25 | 246.8059 | 341 | 403.619 | 66.5643 | 787.65 | 993.3636 | 188.1622 | 334.291 | 717.462 | 175.1238
[48 empty] | 5722 | 442.25 | 246.8059 | 341 | 403.619 | 66.5643 | 787.65 | 993.3636 | 188.1622 | 334.291 | 717.462 | 175.1238
[48 empty] | 5723 | 442.25 | 246.8059 | 341 | 403.619 | 66.5643 | 787.65 | 993.3636 | 188.1622 | 334.291 | 717.462 | 175.1238
[48 empty] | 5724 | 442.25 | 246.8059 | 341 | 403.619 | 66.5643 | 787.65 | 993.3636 | 188.1622 | 334.291 | 717.462 | 175.1238
[48 empty] | 5725 | 442.25 | 246.8059 | 341 | 403.619 | 66.5643 | 787.65 | 993.3636 | 188.1622 | 334.291 | 717.462 | 175.1238
[48 empty] | 5726 | 442.25 | 246.8059 | 341 | 403.619 | 66.5643 | 787.65 | 993.3636 | 188.1622 | 334.291 | 717.462 | 175.1238
[48 empty] | 5727 | 442.25 | 246.8059 | 341 | 403.619 | 66.5643 | 787.65 | 993.3636 | 188.1622 | 334.291 | 717.462 | 175.1238
[48 empty] | 5728 | 442.25 | 246.8059 | 341 | 403.619 | 66.5643 | 787.65 | 993.3636 | 188.1622 | 334.291 | 717.462 | 175.1238
[48 empty] | 5729 | 442.25 | 246.8059 | 341 | 403.619 | 66.5643 | 787.65 | 993.3636 | 188.1622 | 334.291 | 717.462 | 175.1238
[48 empty] | 5730 | 442.25 | 246.8059 | 341 | 403.619 | 66.5643 | 787.65 | 993.3636 | 188.1622 | 334.291 | 717.462 | 175.1238
[48 empty] | 5731 | 442.25 | 246.8059 | 341 | 403.619 | 66.5643 | 787.65 | 993.3636 | 188.1622 | 334.291 | 717.462 | 175.1238
[48 empty] | 5732 | 442.25 | 246.8059 | 341 | 403.619 | 66.5643 | 787.65 | 993.3636 | 188.1622 | 334.291 | 717.462 | 175.1238
[48 empty] | 5733 | 442.25 | 246.8059 | 341 | 403.619 | 66.5643 | 787.65 | 993.3636 | 188.1622 | 334.291 | 717.462 | 175.1238
[48 empty] | 5734 | 442.25 | 246.8059 | 341 | 403.619 | 66.5643 | 787.65 | 993.3636 | 188.1622 | 334.291 | 717.462 | 175.1238
[48 empty] | 5735 | 442.25 | 246.8059 | 341 | 403.619 | 66.5643 | 787.65 | 993.3636 | 188.1622 | 334.291 | 717.462 | 175.1238
[48 empty] | 5736 | 442.25 | 246.8059 | 341 | 403.619 | 66.5643 | 787.65 | 993.3636 | 188.1622 | 334.291 | 717.462 | 175.1238
[48 empty] | 5737 | 440.8 | 246.2471 | 338.0476 | 403.2381 | 65.0286 | 784.55 | 992.2727 | 184.5141 | 345.243 | 743.4206 | 175.5245
[48 empty] | 5738 | 440.8 | 246.2471 | 338.0476 | 403.2381 | 65.0286 | 784.55 | 992.2727 | 184.5141 | 345.243 | 743.4206 | 175.5245
[48 empty] | 5739 | 440.8 | 246.2471 | 338.0476 | 403.2381 | 65.0286 | 784.55 | 992.2727 | 184.5141 | 345.243 | 743.4206 | 175.5245
[48 empty] | 5740 | 440.8 | 246.2471 | 338.0476 | 403.2381 | 65.0286 | 784.55 | 992.2727 | 184.5141 | 345.243 | 743.4206 | 175.5245
[48 empty] | 5741 | 440.8 | 246.2471 | 338.0476 | 403.2381 | 65.0286 | 784.55 | 992.2727 | 184.5141 | 345.243 | 743.4206 | 175.5245
[48 empty] | 5742 | 440.8 | 246.2471 | 338.0476 | 403.2381 | 65.0286 | 784.55 | 992.2727 | 184.5141 | 345.243 | 743.4206 | 175.5245
[48 empty] | 5743 | 440.8 | 246.2471 | 338.0476 | 403.2381 | 65.0286 | 784.55 | 992.2727 | 184.5141 | 345.243 | 743.4206 | 175.5245
[48 empty] | 5744 | 440.8 | 246.2471 | 338.0476 | 403.2381 | 65.0286 | 784.55 | 992.2727 | 184.5141 | 345.243 | 743.4206 | 175.5245
[48 empty] | 5745 | 440.8 | 246.2471 | 338.0476 | 403.2381 | 65.0286 | 784.55 | 992.2727 | 184.5141 | 345.243 | 743.4206 | 175.5245
[48 empty] | 5746 | 440.8 | 246.2471 | 338.0476 | 403.2381 | 65.0286 | 784.55 | 992.2727 | 184.5141 | 345.243 | 743.4206 | 175.5245
[48 empty] | 5747 | 440.8 | 246.2471 | 338.0476 | 403.2381 | 65.0286 | 784.55 | 992.2727 | 184.5141 | 345.243 | 743.4206 | 175.5245
[48 empty] | 5748 | 440.8 | 246.2471 | 338.0476 | 403.2381 | 65.0286 | 784.55 | 992.2727 | 184.5141 | 345.243 | 743.4206 | 175.5245
[48 empty] | 5749 | 440.8 | 246.2471 | 338.0476 | 403.2381 | 65.0286 | 784.55 | 992.2727 | 184.5141 | 345.243 | 743.4206 | 175.5245
[48 empty] | 5750 | 440.8 | 246.2471 | 338.0476 | 403.2381 | 65.0286 | 784.55 | 992.2727 | 184.5141 | 345.243 | 743.4206 | 175.5245
[48 empty] | 5751 | 440.8 | 246.2471 | 338.0476 | 403.2381 | 65.0286 | 784.55 | 992.2727 | 184.5141 | 345.243 | 743.4206 | 175.5245
[48 empty] | 5752 | 440.8 | 246.2471 | 338.0476 | 403.2381 | 65.0286 | 784.55 | 992.2727 | 184.5141 | 345.243 | 743.4206 | 175.5245
[48 empty] | 5753 | 440.8 | 246.2471 | 338.0476 | 403.2381 | 65.0286 | 784.55 | 992.2727 | 184.5141 | 345.243 | 743.4206 | 175.5245
[48 empty] | 5754 | 440.8 | 246.2471 | 338.0476 | 403.2381 | 65.0286 | 784.55 | 992.2727 | 184.5141 | 345.243 | 743.4206 | 175.5245
[48 empty] | 5755 | 440.8 | 246.2471 | 338.0476 | 403.2381 | 65.0286 | 784.55 | 992.2727 | 184.5141 | 345.243 | 743.4206 | 175.5245
[48 empty] | 5756 | 440.8 | 246.2471 | 338.0476 | 403.2381 | 65.0286 | 784.55 | 992.2727 | 184.5141 | 345.243 | 743.4206 | 175.5245
[48 empty] | 5757 | 440.8 | 246.2471 | 338.0476 | 403.2381 | 65.0286 | 784.55 | 992.2727 | 184.5141 | 345.243 | 743.4206 | 175.5245
[48 empty] | 5758 | 440.8 | 246.2471 | 338.0476 | 403.2381 | 65.0286 | 784.55 | 992.2727 | 184.5141 | 345.243 | 743.4206 | 175.5245
[48 empty] | 5759 | 440.8 | 246.2471 | 338.0476 | 403.2381 | 65.0286 | 784.55 | 992.2727 | 184.5141 | 345.243 | 743.4206 | 175.5245
[48 empty] | 5760 | 440.8 | 246.2471 | 338.0476 | 403.2381 | 65.0286 | 784.55 | 992.2727 | 184.5141 | 345.243 | 743.4206 | 175.5245
[48 empty] | 5761 | 438.4 | 245.1118 | 334.7619 | 400.7143 | 63.4643 | 782.55 | 992.4545 | 180.8049 | 353.2799 | 739.0502 | 177.8585
[48 empty] | 5762 | 438.4 | 245.1118 | 334.7619 | 400.7143 | 63.4643 | 782.55 | 992.4545 | 180.8049 | 353.2799 | 739.0502 | 177.8585
[48 empty] | 5763 | 438.4 | 245.1118 | 334.7619 | 400.7143 | 63.4643 | 782.55 | 992.4545 | 180.8049 | 353.2799 | 739.0502 | 177.8585
[48 empty] | 5764 | 438.4 | 245.1118 | 334.7619 | 400.7143 | 63.4643 | 782.55 | 992.4545 | 180.8049 | 353.2799 | 739.0502 | 177.8585
[48 empty] | 5765 | 438.4 | 245.1118 | 334.7619 | 400.7143 | 63.4643 | 782.55 | 992.4545 | 180.8049 | 353.2799 | 739.0502 | 177.8585
[48 empty] | 5766 | 438.4 | 245.1118 | 334.7619 | 400.7143 | 63.4643 | 782.55 | 992.4545 | 180.8049 | 353.2799 | 739.0502 | 177.8585
[48 empty] | 5767 | 438.4 | 245.1118 | 334.7619 | 400.7143 | 63.4643 | 782.55 | 992.4545 | 180.8049 | 353.2799 | 739.0502 | 177.8585
[48 empty] | 5768 | 438.4 | 245.1118 | 334.7619 | 400.7143 | 63.4643 | 782.55 | 992.4545 | 180.8049 | 353.2799 | 739.0502 | 177.8585
[48 empty] | 5769 | 438.4 | 245.1118 | 334.7619 | 400.7143 | 63.4643 | 782.55 | 992.4545 | 180.8049 | 353.2799 | 739.0502 | 177.8585
[48 empty] | 5770 | 438.4 | 245.1118 | 334.7619 | 400.7143 | 63.4643 | 782.55 | 992.4545 | 180.8049 | 353.2799 | 739.0502 | 177.8585
[48 empty] | 5771 | 438.4 | 245.1118 | 334.7619 | 400.7143 | 63.4643 | 782.55 | 992.4545 | 180.8049 | 353.2799 | 739.0502 | 177.8585
[48 empty] | 5772 | 438.4 | 245.1118 | 334.7619 | 400.7143 | 63.4643 | 782.55 | 992.4545 | 180.8049 | 353.2799 | 739.0502 | 177.8585
[48 empty] | 5773 | 438.4 | 245.1118 | 334.7619 | 400.7143 | 63.4643 | 782.55 | 992.4545 | 180.8049 | 353.2799 | 739.0502 | 177.8585
[48 empty] | 5774 | 438.4 | 245.1118 | 334.7619 | 400.7143 | 63.4643 | 782.55 | 992.4545 | 180.8049 | 353.2799 | 739.0502 | 177.8585
[48 empty] | 5775 | 438.4 | 245.1118 | 334.7619 | 400.7143 | 63.4643 | 782.55 | 992.4545 | 180.8049 | 353.2799 | 739.0502 | 177.8585
[48 empty] | 5776 | 438.4 | 245.1118 | 334.7619 | 400.7143 | 63.4643 | 782.55 | 992.4545 | 180.8049 | 353.2799 | 739.0502 | 177.8585
[48 empty] | 5777 | 438.4 | 245.1118 | 334.7619 | 400.7143 | 63.4643 | 782.55 | 992.4545 | 180.8049 | 353.2799 | 739.0502 | 177.8585
[48 empty] | 5778 | 438.4 | 245.1118 | 334.7619 | 400.7143 | 63.4643 | 782.55 | 992.4545 | 180.8049 | 353.2799 | 739.0502 | 177.8585
[48 empty] | 5779 | 438.4 | 245.1118 | 334.7619 | 400.7143 | 63.4643 | 782.55 | 992.4545 | 180.8049 | 353.2799 | 739.0502 | 177.8585
[48 empty] | 5780 | 438.4 | 245.1118 | 334.7619 | 400.7143 | 63.4643 | 782.55 | 992.4545 | 180.8049 | 353.2799 | 739.0502 | 177.8585
[48 empty] | 5781 | 438.4 | 245.1118 | 334.7619 | 400.7143 | 63.4643 | 782.55 | 992.4545 | 180.8049 | 353.2799 | 739.0502 | 177.8585
[48 empty] | 5782 | 438.4 | 245.1118 | 334.7619 | 400.7143 | 63.4643 | 782.55 | 992.4545 | 180.8049 | 353.2799 | 739.0502 | 177.8585
[48 empty] | 5783 | 438.4 | 245.1118 | 334.7619 | 400.7143 | 63.4643 | 782.55 | 992.4545 | 180.8049 | 353.2799 | 739.0502 | 177.8585
[48 empty] | 5784 | 438.4 | 245.1118 | 334.7619 | 400.7143 | 63.4643 | 782.55 | 992.4545 | 180.8049 | 353.2799 | 739.0502 | 177.8585
[48 empty] | 5785 | 437.2 | 244.7294 | 332.5238 | 399.9524 | 62.5143 | 777 | 989.9091 | 177.6997 | 361.9564 | 760.6939 | 178.2477
[48 empty] | 5786 | 437.2 | 244.7294 | 332.5238 | 399.9524 | 62.5143 | 777 | 989.9091 | 177.6997 | 361.9564 | 760.6939 | 178.2477
[48 empty] | 5787 | 437.2 | 244.7294 | 332.5238 | 399.9524 | 62.5143 | 777 | 989.9091 | 177.6997 | 361.9564 | 760.6939 | 178.2477
[48 empty] | 5788 | 437.2 | 244.7294 | 332.5238 | 399.9524 | 62.5143 | 777 | 989.9091 | 177.6997 | 361.9564 | 760.6939 | 178.2477
[48 empty] | 5789 | 437.2 | 244.7294 | 332.5238 | 399.9524 | 62.5143 | 777 | 989.9091 | 177.6997 | 361.9564 | 760.6939 | 178.2477
[48 empty] | 5790 | 437.2 | 244.7294 | 332.5238 | 399.9524 | 62.5143 | 777 | 989.9091 | 177.6997 | 361.9564 | 760.6939 | 178.2477
[48 empty] | 5791 | 437.2 | 244.7294 | 332.5238 | 399.9524 | 62.5143 | 777 | 989.9091 | 177.6997 | 361.9564 | 760.6939 | 178.2477
[48 empty] | 5792 | 437.2 | 244.7294 | 332.5238 | 399.9524 | 62.5143 | 777 | 989.9091 | 177.6997 | 361.9564 | 760.6939 | 178.2477
[48 empty] | 5793 | 437.2 | 244.7294 | 332.5238 | 399.9524 | 62.5143 | 777 | 989.9091 | 177.6997 | 361.9564 | 760.6939 | 178.2477
[48 empty] | 5794 | 437.2 | 244.7294 | 332.5238 | 399.9524 | 62.5143 | 777 | 989.9091 | 177.6997 | 361.9564 | 760.6939 | 178.2477
[48 empty] | 5795 | 437.2 | 244.7294 | 332.5238 | 399.9524 | 62.5143 | 777 | 989.9091 | 177.6997 | 361.9564 | 760.6939 | 178.2477
[48 empty] | 5796 | 437.2 | 244.7294 | 332.5238 | 399.9524 | 62.5143 | 777 | 989.9091 | 177.6997 | 361.9564 | 760.6939 | 178.2477
[48 empty] | 5797 | 437.2 | 244.7294 | 332.5238 | 399.9524 | 62.5143 | 777 | 989.9091 | 177.6997 | 361.9564 | 760.6939 | 178.2477
[48 empty] | 5798 | 437.2 | 244.7294 | 332.5238 | 399.9524 | 62.5143 | 777 | 989.9091 | 177.6997 | 361.9564 | 760.6939 | 178.2477
[48 empty] | 5799 | 437.2 | 244.7294 | 332.5238 | 399.9524 | 62.5143 | 777 | 989.9091 | 177.6997 | 361.9564 | 760.6939 | 178.2477
[48 empty] | 5800 | 437.2 | 244.7294 | 332.5238 | 399.9524 | 62.5143 | 777 | 989.9091 | 177.6997 | 361.9564 | 760.6939 | 178.2477
[48 empty] | 5801 | 437.2 | 244.7294 | 332.5238 | 399.9524 | 62.5143 | 777 | 989.9091 | 177.6997 | 361.9564 | 760.6939 | 178.2477
[48 empty] | 5802 | 437.2 | 244.7294 | 332.5238 | 399.9524 | 62.5143 | 777 | 989.9091 | 177.6997 | 361.9564 | 760.6939 | 178.2477
[48 empty] | 5803 | 437.2 | 244.7294 | 332.5238 | 399.9524 | 62.5143 | 777 | 989.9091 | 177.6997 | 361.9564 | 760.6939 | 178.2477
[48 empty] | 5804 | 437.2 | 244.7294 | 332.5238 | 399.9524 | 62.5143 | 777 | 989.9091 | 177.6997 | 361.9564 | 760.6939 | 178.2477
[48 empty] | 5805 | 437.2 | 244.7294 | 332.5238 | 399.9524 | 62.5143 | 777 | 989.9091 | 177.6997 | 361.9564 | 760.6939 | 178.2477
[48 empty] | 5806 | 437.2 | 244.7294 | 332.5238 | 399.9524 | 62.5143 | 777 | 989.9091 | 177.6997 | 361.9564 | 760.6939 | 178.2477
[48 empty] | 5807 | 437.2 | 244.7294 | 332.5238 | 399.9524 | 62.5143 | 777 | 989.9091 | 177.6997 | 361.9564 | 760.6939 | 178.2477
[48 empty] | 5808 | 437.2 | 244.7294 | 332.5238 | 399.9524 | 62.5143 | 777 | 989.9091 | 177.6997 | 361.9564 | 760.6939 | 178.2477
[48 empty] | 5809 | 436.55 | 246.1059 | 330.2381 | 398.1905 | 61.4929 | 775.4 | 988.6818 | 175.572 | 363.2324 | 773.7389 | 180.0131
[48 empty] | 5810 | 436.55 | 246.1059 | 330.2381 | 398.1905 | 61.4929 | 775.4 | 988.6818 | 175.572 | 363.2324 | 773.7389 | 180.0131
[48 empty] | 5811 | 436.55 | 246.1059 | 330.2381 | 398.1905 | 61.4929 | 775.4 | 988.6818 | 175.572 | 363.2324 | 773.7389 | 180.0131
[48 empty] | 5812 | 436.55 | 246.1059 | 330.2381 | 398.1905 | 61.4929 | 775.4 | 988.6818 | 175.572 | 363.2324 | 773.7389 | 180.0131
[48 empty] | 5813 | 436.55 | 246.1059 | 330.2381 | 398.1905 | 61.4929 | 775.4 | 988.6818 | 175.572 | 363.2324 | 773.7389 | 180.0131
[48 empty] | 5814 | 436.55 | 246.1059 | 330.2381 | 398.1905 | 61.4929 | 775.4 | 988.6818 | 175.572 | 363.2324 | 773.7389 | 180.0131
[48 empty] | 5815 | 436.55 | 246.1059 | 330.2381 | 398.1905 | 61.4929 | 775.4 | 988.6818 | 175.572 | 363.2324 | 773.7389 | 180.0131
[48 empty] | 5816 | 436.55 | 246.1059 | 330.2381 | 398.1905 | 61.4929 | 775.4 | 988.6818 | 175.572 | 363.2324 | 773.7389 | 180.0131
[48 empty] | 5817 | 436.55 | 246.1059 | 330.2381 | 398.1905 | 61.4929 | 775.4 | 988.6818 | 175.572 | 363.2324 | 773.7389 | 180.0131
[48 empty] | 5818 | 436.55 | 246.1059 | 330.2381 | 398.1905 | 61.4929 | 775.4 | 988.6818 | 175.572 | 363.2324 | 773.7389 | 180.0131
[48 empty] | 5819 | 436.55 | 246.1059 | 330.2381 | 398.1905 | 61.4929 | 775.4 | 988.6818 | 175.572 | 363.2324 | 773.7389 | 180.0131
[48 empty] | 5820 | 436.55 | 246.1059 | 330.2381 | 398.1905 | 61.4929 | 775.4 | 988.6818 | 175.572 | 363.2324 | 773.7389 | 180.0131
[48 empty] | 5821 | 436.55 | 246.1059 | 330.2381 | 398.1905 | 61.4929 | 775.4 | 988.6818 | 175.572 | 363.2324 | 773.7389 | 180.0131
[48 empty] | 5822 | 436.55 | 246.1059 | 330.2381 | 398.1905 | 61.4929 | 775.4 | 988.6818 | 175.572 | 363.2324 | 773.7389 | 180.0131
[48 empty] | 5823 | 436.55 | 246.1059 | 330.2381 | 398.1905 | 61.4929 | 775.4 | 988.6818 | 175.572 | 363.2324 | 773.7389 | 180.0131
[48 empty] | 5824 | 436.55 | 246.1059 | 330.2381 | 398.1905 | 61.4929 | 775.4 | 988.6818 | 175.572 | 363.2324 | 773.7389 | 180.0131
[48 empty] | 5825 | 436.55 | 246.1059 | 330.2381 | 398.1905 | 61.4929 | 775.4 | 988.6818 | 175.572 | 363.2324 | 773.7389 | 180.0131
[48 empty] | 5826 | 436.55 | 246.1059 | 330.2381 | 398.1905 | 61.4929 | 775.4 | 988.6818 | 175.572 | 363.2324 | 773.7389 | 180.0131
[48 empty] | 5827 | 436.55 | 246.1059 | 330.2381 | 398.1905 | 61.4929 | 775.4 | 988.6818 | 175.572 | 363.2324 | 773.7389 | 180.0131
[48 empty] | 5828 | 436.55 | 246.1059 | 330.2381 | 398.1905 | 61.4929 | 775.4 | 988.6818 | 175.572 | 363.2324 | 773.7389 | 180.0131
[48 empty] | 5829 | 436.55 | 246.1059 | 330.2381 | 398.1905 | 61.4929 | 775.4 | 988.6818 | 175.572 | 363.2324 | 773.7389 | 180.0131
[48 empty] | 5830 | 436.55 | 246.1059 | 330.2381 | 398.1905 | 61.4929 | 775.4 | 988.6818 | 175.572 | 363.2324 | 773.7389 | 180.0131
[48 empty] | 5831 | 436.55 | 246.1059 | 330.2381 | 398.1905 | 61.4929 | 775.4 | 988.6818 | 175.572 | 363.2324 | 773.7389 | 180.0131
[48 empty] | 5832 | 436.55 | 246.1059 | 330.2381 | 398.1905 | 61.4929 | 775.4 | 988.6818 | 175.572 | 363.2324 | 773.7389 | 180.0131
[48 empty] | 5833 | 439.95 | 247.2765 | 327.5238 | 398.4762 | 60.8786 | 758.2857 | 986.9545 | 175.6789 | 363.7374 | 731.8249 | 180.648
[48 empty] | 5834 | 439.95 | 247.2765 | 327.5238 | 398.4762 | 60.8786 | 758.2857 | 986.9545 | 175.6789 | 363.7374 | 731.8249 | 180.648
[48 empty] | 5835 | 439.95 | 247.2765 | 327.5238 | 398.4762 | 60.8786 | 758.2857 | 986.9545 | 175.6789 | 363.7374 | 731.8249 | 180.648
[48 empty] | 5836 | 439.95 | 247.2765 | 327.5238 | 398.4762 | 60.8786 | 758.2857 | 986.9545 | 175.6789 | 363.7374 | 731.8249 | 180.648
[48 empty] | 5837 | 439.95 | 247.2765 | 327.5238 | 398.4762 | 60.8786 | 758.2857 | 986.9545 | 175.6789 | 363.7374 | 731.8249 | 180.648
[48 empty] | 5838 | 439.95 | 247.2765 | 327.5238 | 398.4762 | 60.8786 | 758.2857 | 986.9545 | 175.6789 | 363.7374 | 731.8249 | 180.648
[48 empty] | 5839 | 439.95 | 247.2765 | 327.5238 | 398.4762 | 60.8786 | 758.2857 | 986.9545 | 175.6789 | 363.7374 | 731.8249 | 180.648
[48 empty] | 5840 | 439.95 | 247.2765 | 327.5238 | 398.4762 | 60.8786 | 758.2857 | 986.9545 | 175.6789 | 363.7374 | 731.8249 | 180.648
[48 empty] | 5841 | 439.95 | 247.2765 | 327.5238 | 398.4762 | 60.8786 | 758.2857 | 986.9545 | 175.6789 | 363.7374 | 731.8249 | 180.648
[48 empty] | 5842 | 439.95 | 247.2765 | 327.5238 | 398.4762 | 60.8786 | 758.2857 | 986.9545 | 175.6789 | 363.7374 | 731.8249 | 180.648
[48 empty] | 5843 | 439.95 | 247.2765 | 327.5238 | 398.4762 | 60.8786 | 758.2857 | 986.9545 | 175.6789 | 363.7374 | 731.8249 | 180.648
[48 empty] | 5844 | 439.95 | 247.2765 | 327.5238 | 398.4762 | 60.8786 | 758.2857 | 986.9545 | 175.6789 | 363.7374 | 731.8249 | 180.648
[48 empty] | 5845 | 439.95 | 247.2765 | 327.5238 | 398.4762 | 60.8786 | 758.2857 | 986.9545 | 175.6789 | 363.7374 | 731.8249 | 180.648
[48 empty] | 5846 | 439.95 | 247.2765 | 327.5238 | 398.4762 | 60.8786 | 758.2857 | 986.9545 | 175.6789 | 363.7374 | 731.8249 | 180.648
[48 empty] | 5847 | 439.95 | 247.2765 | 327.5238 | 398.4762 | 60.8786 | 758.2857 | 986.9545 | 175.6789 | 363.7374 | 731.8249 | 180.648
[48 empty] | 5848 | 439.95 | 247.2765 | 327.5238 | 398.4762 | 60.8786 | 758.2857 | 986.9545 | 175.6789 | 363.7374 | 731.8249 | 180.648
[48 empty] | 5849 | 439.95 | 247.2765 | 327.5238 | 398.4762 | 60.8786 | 758.2857 | 986.9545 | 175.6789 | 363.7374 | 731.8249 | 180.648
[48 empty] | 5850 | 439.95 | 247.2765 | 327.5238 | 398.4762 | 60.8786 | 758.2857 | 986.9545 | 175.6789 | 363.7374 | 731.8249 | 180.648
[48 empty] | 5851 | 439.95 | 247.2765 | 327.5238 | 398.4762 | 60.8786 | 758.2857 | 986.9545 | 175.6789 | 363.7374 | 731.8249 | 180.648
[48 empty] | 5852 | 439.95 | 247.2765 | 327.5238 | 398.4762 | 60.8786 | 758.2857 | 986.9545 | 175.6789 | 363.7374 | 731.8249 | 180.648
[48 empty] | 5853 | 439.95 | 247.2765 | 327.5238 | 398.4762 | 60.8786 | 758.2857 | 986.9545 | 175.6789 | 363.7374 | 731.8249 | 180.648
[48 empty] | 5854 | 439.95 | 247.2765 | 327.5238 | 398.4762 | 60.8786 | 758.2857 | 986.9545 | 175.6789 | 363.7374 | 731.8249 | 180.648
[48 empty] | 5855 | 439.95 | 247.2765 | 327.5238 | 398.4762 | 60.8786 | 758.2857 | 986.9545 | 175.6789 | 363.7374 | 731.8249 | 180.648
[48 empty] | 5856 | 439.95 | 247.2765 | 327.5238 | 398.4762 | 60.8786 | 758.2857 | 986.9545 | 175.6789 | 363.7374 | 731.8249 | 180.648
[48 empty] | 5857 | 442 | 249.1471 | 326 | 398.0476 | 61.9077 | 768.35 | 987.7273 | 176.5394 | 362.1137 | 717.6432 | 181.3248
[48 empty] | 5858 | 442 | 249.1471 | 326 | 398.0476 | 61.9077 | 768.35 | 987.7273 | 176.5394 | 362.1137 | 717.6432 | 181.3248
[48 empty] | 5859 | 442 | 249.1471 | 326 | 398.0476 | 61.9077 | 768.35 | 987.7273 | 176.5394 | 362.1137 | 717.6432 | 181.3248
[48 empty] | 5860 | 442 | 249.1471 | 326 | 398.0476 | 61.9077 | 768.35 | 987.7273 | 176.5394 | 362.1137 | 717.6432 | 181.3248
[48 empty] | 5861 | 442 | 249.1471 | 326 | 398.0476 | 61.9077 | 768.35 | 987.7273 | 176.5394 | 362.1137 | 717.6432 | 181.3248
[48 empty] | 5862 | 442 | 249.1471 | 326 | 398.0476 | 61.9077 | 768.35 | 987.7273 | 176.5394 | 362.1137 | 717.6432 | 181.3248
[48 empty] | 5863 | 442 | 249.1471 | 326 | 398.0476 | 61.9077 | 768.35 | 987.7273 | 176.5394 | 362.1137 | 717.6432 | 181.3248
[48 empty] | 5864 | 442 | 249.1471 | 326 | 398.0476 | 61.9077 | 768.35 | 987.7273 | 176.5394 | 362.1137 | 717.6432 | 181.3248
[48 empty] | 5865 | 442 | 249.1471 | 326 | 398.0476 | 61.9077 | 768.35 | 987.7273 | 176.5394 | 362.1137 | 717.6432 | 181.3248
[48 empty] | 5866 | 442 | 249.1471 | 326 | 398.0476 | 61.9077 | 768.35 | 987.7273 | 176.5394 | 362.1137 | 717.6432 | 181.3248
[48 empty] | 5867 | 442 | 249.1471 | 326 | 398.0476 | 61.9077 | 768.35 | 987.7273 | 176.5394 | 362.1137 | 717.6432 | 181.3248
[48 empty] | 5868 | 442 | 249.1471 | 326 | 398.0476 | 61.9077 | 768.35 | 987.7273 | 176.5394 | 362.1137 | 717.6432 | 181.3248
[48 empty] | 5869 | 442 | 249.1471 | 326 | 398.0476 | 61.9077 | 768.35 | 987.7273 | 176.5394 | 362.1137 | 717.6432 | 181.3248
[48 empty] | 5870 | 442 | 249.1471 | 326 | 398.0476 | 61.9077 | 768.35 | 987.7273 | 176.5394 | 362.1137 | 717.6432 | 181.3248
[48 empty] | 5871 | 442 | 249.1471 | 326 | 398.0476 | 61.9077 | 768.35 | 987.7273 | 176.5394 | 362.1137 | 717.6432 | 181.3248
[48 empty] | 5872 | 442 | 249.1471 | 326 | 398.0476 | 61.9077 | 768.35 | 987.7273 | 176.5394 | 362.1137 | 717.6432 | 181.3248
[48 empty] | 5873 | 442 | 249.1471 | 326 | 398.0476 | 61.9077 | 768.35 | 987.7273 | 176.5394 | 362.1137 | 717.6432 | 181.3248
[48 empty] | 5874 | 442 | 249.1471 | 326 | 398.0476 | 61.9077 | 768.35 | 987.7273 | 176.5394 | 362.1137 | 717.6432 | 181.3248
[48 empty] | 5875 | 442 | 249.1471 | 326 | 398.0476 | 61.9077 | 768.35 | 987.7273 | 176.5394 | 362.1137 | 717.6432 | 181.3248
[48 empty] | 5876 | 442 | 249.1471 | 326 | 398.0476 | 61.9077 | 768.35 | 987.7273 | 176.5394 | 362.1137 | 717.6432 | 181.3248
[48 empty] | 5877 | 442 | 249.1471 | 326 | 398.0476 | 61.9077 | 768.35 | 987.7273 | 176.5394 | 362.1137 | 717.6432 | 181.3248
[48 empty] | 5878 | 442 | 249.1471 | 326 | 398.0476 | 61.9077 | 768.35 | 987.7273 | 176.5394 | 362.1137 | 717.6432 | 181.3248
[48 empty] | 5879 | 442 | 249.1471 | 326 | 398.0476 | 61.9077 | 768.35 | 987.7273 | 176.5394 | 362.1137 | 717.6432 | 181.3248
[48 empty] | 5880 | 442 | 249.1471 | 326 | 398.0476 | 61.9077 | 768.35 | 987.7273 | 176.5394 | 362.1137 | 717.6432 | 181.3248
[48 empty] | 5881 | 444.7 | 250.2 | 323.619 | 396.9048 | 60.5846 | 769.75 | 987.0909 | 178.5431 | 360.8181 | 753.4152 | 181.9345
[48 empty] | 5882 | 444.7 | 250.2 | 323.619 | 396.9048 | 60.5846 | 769.75 | 987.0909 | 178.5431 | 360.8181 | 753.4152 | 181.9345
[48 empty] | 5883 | 444.7 | 250.2 | 323.619 | 396.9048 | 60.5846 | 769.75 | 987.0909 | 178.5431 | 360.8181 | 753.4152 | 181.9345
[48 empty] | 5884 | 444.7 | 250.2 | 323.619 | 396.9048 | 60.5846 | 769.75 | 987.0909 | 178.5431 | 360.8181 | 753.4152 | 181.9345
[48 empty] | 5885 | 444.7 | 250.2 | 323.619 | 396.9048 | 60.5846 | 769.75 | 987.0909 | 178.5431 | 360.8181 | 753.4152 | 181.9345
[48 empty] | 5886 | 444.7 | 250.2 | 323.619 | 396.9048 | 60.5846 | 769.75 | 987.0909 | 178.5431 | 360.8181 | 753.4152 | 181.9345
[48 empty] | 5887 | 444.7 | 250.2 | 323.619 | 396.9048 | 60.5846 | 769.75 | 987.0909 | 178.5431 | 360.8181 | 753.4152 | 181.9345
[48 empty] | 5888 | 444.7 | 250.2 | 323.619 | 396.9048 | 60.5846 | 769.75 | 987.0909 | 178.5431 | 360.8181 | 753.4152 | 181.9345
[48 empty] | 5889 | 444.7 | 250.2 | 323.619 | 396.9048 | 60.5846 | 769.75 | 987.0909 | 178.5431 | 360.8181 | 753.4152 | 181.9345
[48 empty] | 5890 | 444.7 | 250.2 | 323.619 | 396.9048 | 60.5846 | 769.75 | 987.0909 | 178.5431 | 360.8181 | 753.4152 | 181.9345
[48 empty] | 5891 | 444.7 | 250.2 | 323.619 | 396.9048 | 60.5846 | 769.75 | 987.0909 | 178.5431 | 360.8181 | 753.4152 | 181.9345
[48 empty] | 5892 | 444.7 | 250.2 | 323.619 | 396.9048 | 60.5846 | 769.75 | 987.0909 | 178.5431 | 360.8181 | 753.4152 | 181.9345
[48 empty] | 5893 | 444.7 | 250.2 | 323.619 | 396.9048 | 60.5846 | 769.75 | 987.0909 | 178.5431 | 360.8181 | 753.4152 | 181.9345
[48 empty] | 5894 | 444.7 | 250.2 | 323.619 | 396.9048 | 60.5846 | 769.75 | 987.0909 | 178.5431 | 360.8181 | 753.4152 | 181.9345
[48 empty] | 5895 | 444.7 | 250.2 | 323.619 | 396.9048 | 60.5846 | 769.75 | 987.0909 | 178.5431 | 360.8181 | 753.4152 | 181.9345
[48 empty] | 5896 | 444.7 | 250.2 | 323.619 | 396.9048 | 60.5846 | 769.75 | 987.0909 | 178.5431 | 360.8181 | 753.4152 | 181.9345
[48 empty] | 5897 | 444.7 | 250.2 | 323.619 | 396.9048 | 60.5846 | 769.75 | 987.0909 | 178.5431 | 360.8181 | 753.4152 | 181.9345
[48 empty] | 5898 | 444.7 | 250.2 | 323.619 | 396.9048 | 60.5846 | 769.75 | 987.0909 | 178.5431 | 360.8181 | 753.4152 | 181.9345
[48 empty] | 5899 | 444.7 | 250.2 | 323.619 | 396.9048 | 60.5846 | 769.75 | 987.0909 | 178.5431 | 360.8181 | 753.4152 | 181.9345
[48 empty] | 5900 | 444.7 | 250.2 | 323.619 | 396.9048 | 60.5846 | 769.75 | 987.0909 | 178.5431 | 360.8181 | 753.4152 | 181.9345
[48 empty] | 5901 | 444.7 | 250.2 | 323.619 | 396.9048 | 60.5846 | 769.75 | 987.0909 | 178.5431 | 360.8181 | 753.4152 | 181.9345
[48 empty] | 5902 | 444.7 | 250.2 | 323.619 | 396.9048 | 60.5846 | 769.75 | 987.0909 | 178.5431 | 360.8181 | 753.4152 | 181.9345
[48 empty] | 5903 | 444.7 | 250.2 | 323.619 | 396.9048 | 60.5846 | 769.75 | 987.0909 | 178.5431 | 360.8181 | 753.4152 | 181.9345
[48 empty] | 5904 | 444.7 | 250.2 | 323.619 | 396.9048 | 60.5846 | 769.75 | 987.0909 | 178.5431 | 360.8181 | 753.4152 | 181.9345
[48 empty] | 5905 | 449.1 | 250.9882 | 321.0476 | 397.0952 | 62.4231 | 771.6 | 986.0455 | 180.902 | 356.9365 | 767.6876 | 182.5393
[48 empty] | 5906 | 449.1 | 250.9882 | 321.0476 | 397.0952 | 62.4231 | 771.6 | 986.0455 | 180.902 | 356.9365 | 767.6876 | 182.5393
[48 empty] | 5907 | 449.1 | 250.9882 | 321.0476 | 397.0952 | 62.4231 | 771.6 | 986.0455 | 180.902 | 356.9365 | 767.6876 | 182.5393
[48 empty] | 5908 | 449.1 | 250.9882 | 321.0476 | 397.0952 | 62.4231 | 771.6 | 986.0455 | 180.902 | 356.9365 | 767.6876 | 182.5393
[48 empty] | 5909 | 449.1 | 250.9882 | 321.0476 | 397.0952 | 62.4231 | 771.6 | 986.0455 | 180.902 | 356.9365 | 767.6876 | 182.5393
[48 empty] | 5910 | 449.1 | 250.9882 | 321.0476 | 397.0952 | 62.4231 | 771.6 | 986.0455 | 180.902 | 356.9365 | 767.6876 | 182.5393
[48 empty] | 5911 | 449.1 | 250.9882 | 321.0476 | 397.0952 | 62.4231 | 771.6 | 986.0455 | 180.902 | 356.9365 | 767.6876 | 182.5393
[48 empty] | 5912 | 449.1 | 250.9882 | 321.0476 | 397.0952 | 62.4231 | 771.6 | 986.0455 | 180.902 | 356.9365 | 767.6876 | 182.5393
[48 empty] | 5913 | 449.1 | 250.9882 | 321.0476 | 397.0952 | 62.4231 | 771.6 | 986.0455 | 180.902 | 356.9365 | 767.6876 | 182.5393
[48 empty] | 5914 | 449.1 | 250.9882 | 321.0476 | 397.0952 | 62.4231 | 771.6 | 986.0455 | 180.902 | 356.9365 | 767.6876 | 182.5393
[48 empty] | 5915 | 449.1 | 250.9882 | 321.0476 | 397.0952 | 62.4231 | 771.6 | 986.0455 | 180.902 | 356.9365 | 767.6876 | 182.5393
[48 empty] | 5916 | 449.1 | 250.9882 | 321.0476 | 397.0952 | 62.4231 | 771.6 | 986.0455 | 180.902 | 356.9365 | 767.6876 | 182.5393
[48 empty] | 5917 | 449.1 | 250.9882 | 321.0476 | 397.0952 | 62.4231 | 771.6 | 986.0455 | 180.902 | 356.9365 | 767.6876 | 182.5393
[48 empty] | 5918 | 449.1 | 250.9882 | 321.0476 | 397.0952 | 62.4231 | 771.6 | 986.0455 | 180.902 | 356.9365 | 767.6876 | 182.5393
[48 empty] | 5919 | 449.1 | 250.9882 | 321.0476 | 397.0952 | 62.4231 | 771.6 | 986.0455 | 180.902 | 356.9365 | 767.6876 | 182.5393
[48 empty] | 5920 | 449.1 | 250.9882 | 321.0476 | 397.0952 | 62.4231 | 771.6 | 986.0455 | 180.902 | 356.9365 | 767.6876 | 182.5393
[48 empty] | 5921 | 449.1 | 250.9882 | 321.0476 | 397.0952 | 62.4231 | 771.6 | 986.0455 | 180.902 | 356.9365 | 767.6876 | 182.5393
[48 empty] | 5922 | 449.1 | 250.9882 | 321.0476 | 397.0952 | 62.4231 | 771.6 | 986.0455 | 180.902 | 356.9365 | 767.6876 | 182.5393
[48 empty] | 5923 | 449.1 | 250.9882 | 321.0476 | 397.0952 | 62.4231 | 771.6 | 986.0455 | 180.902 | 356.9365 | 767.6876 | 182.5393
[48 empty] | 5924 | 449.1 | 250.9882 | 321.0476 | 397.0952 | 62.4231 | 771.6 | 986.0455 | 180.902 | 356.9365 | 767.6876 | 182.5393
[48 empty] | 5925 | 449.1 | 250.9882 | 321.0476 | 397.0952 | 62.4231 | 771.6 | 986.0455 | 180.902 | 356.9365 | 767.6876 | 182.5393
[48 empty] | 5926 | 449.1 | 250.9882 | 321.0476 | 397.0952 | 62.4231 | 771.6 | 986.0455 | 180.902 | 356.9365 | 767.6876 | 182.5393
[48 empty] | 5927 | 449.1 | 250.9882 | 321.0476 | 397.0952 | 62.4231 | 771.6 | 986.0455 | 180.902 | 356.9365 | 767.6876 | 182.5393
[48 empty] | 5928 | 449.1 | 250.9882 | 321.0476 | 397.0952 | 62.4231 | 771.6 | 986.0455 | 180.902 | 356.9365 | 767.6876 | 182.5393
[48 empty] | 5929 | 450.15 | 250.2824 | 319.5238 | 398.1905 | 64.3769 | 773.9 | 983.5909 | 182.524 | 360.4467 | 791.8463 | 181.5942
[48 empty] | 5930 | 450.15 | 250.2824 | 319.5238 | 398.1905 | 64.3769 | 773.9 | 983.5909 | 182.524 | 360.4467 | 791.8463 | 181.5942
[48 empty] | 5931 | 450.15 | 250.2824 | 319.5238 | 398.1905 | 64.3769 | 773.9 | 983.5909 | 182.524 | 360.4467 | 791.8463 | 181.5942
[48 empty] | 5932 | 450.15 | 250.2824 | 319.5238 | 398.1905 | 64.3769 | 773.9 | 983.5909 | 182.524 | 360.4467 | 791.8463 | 181.5942
[48 empty] | 5933 | 450.15 | 250.2824 | 319.5238 | 398.1905 | 64.3769 | 773.9 | 983.5909 | 182.524 | 360.4467 | 791.8463 | 181.5942
[48 empty] | 5934 | 450.15 | 250.2824 | 319.5238 | 398.1905 | 64.3769 | 773.9 | 983.5909 | 182.524 | 360.4467 | 791.8463 | 181.5942
[48 empty] | 5935 | 450.15 | 250.2824 | 319.5238 | 398.1905 | 64.3769 | 773.9 | 983.5909 | 182.524 | 360.4467 | 791.8463 | 181.5942
[48 empty] | 5936 | 450.15 | 250.2824 | 319.5238 | 398.1905 | 64.3769 | 773.9 | 983.5909 | 182.524 | 360.4467 | 791.8463 | 181.5942
[48 empty] | 5937 | 450.15 | 250.2824 | 319.5238 | 398.1905 | 64.3769 | 773.9 | 983.5909 | 182.524 | 360.4467 | 791.8463 | 181.5942
[48 empty] | 5938 | 450.15 | 250.2824 | 319.5238 | 398.1905 | 64.3769 | 773.9 | 983.5909 | 182.524 | 360.4467 | 791.8463 | 181.5942
[48 empty] | 5939 | 450.15 | 250.2824 | 319.5238 | 398.1905 | 64.3769 | 773.9 | 983.5909 | 182.524 | 360.4467 | 791.8463 | 181.5942
[48 empty] | 5940 | 450.15 | 250.2824 | 319.5238 | 398.1905 | 64.3769 | 773.9 | 983.5909 | 182.524 | 360.4467 | 791.8463 | 181.5942
[48 empty] | 5941 | 450.15 | 250.2824 | 319.5238 | 398.1905 | 64.3769 | 773.9 | 983.5909 | 182.524 | 360.4467 | 791.8463 | 181.5942
[48 empty] | 5942 | 450.15 | 250.2824 | 319.5238 | 398.1905 | 64.3769 | 773.9 | 983.5909 | 182.524 | 360.4467 | 791.8463 | 181.5942
[48 empty] | 5943 | 450.15 | 250.2824 | 319.5238 | 398.1905 | 64.3769 | 773.9 | 983.5909 | 182.524 | 360.4467 | 791.8463 | 181.5942
[48 empty] | 5944 | 450.15 | 250.2824 | 319.5238 | 398.1905 | 64.3769 | 773.9 | 983.5909 | 182.524 | 360.4467 | 791.8463 | 181.5942
[48 empty] | 5945 | 450.15 | 250.2824 | 319.5238 | 398.1905 | 64.3769 | 773.9 | 983.5909 | 182.524 | 360.4467 | 791.8463 | 181.5942
[48 empty] | 5946 | 450.15 | 250.2824 | 319.5238 | 398.1905 | 64.3769 | 773.9 | 983.5909 | 182.524 | 360.4467 | 791.8463 | 181.5942
[48 empty] | 5947 | 450.15 | 250.2824 | 319.5238 | 398.1905 | 64.3769 | 773.9 | 983.5909 | 182.524 | 360.4467 | 791.8463 | 181.5942
[48 empty] | 5948 | 450.15 | 250.2824 | 319.5238 | 398.1905 | 64.3769 | 773.9 | 983.5909 | 182.524 | 360.4467 | 791.8463 | 181.5942
[48 empty] | 5949 | 450.15 | 250.2824 | 319.5238 | 398.1905 | 64.3769 | 773.9 | 983.5909 | 182.524 | 360.4467 | 791.8463 | 181.5942
[48 empty] | 5950 | 450.15 | 250.2824 | 319.5238 | 398.1905 | 64.3769 | 773.9 | 983.5909 | 182.524 | 360.4467 | 791.8463 | 181.5942
[48 empty] | 5951 | 450.15 | 250.2824 | 319.5238 | 398.1905 | 64.3769 | 773.9 | 983.5909 | 182.524 | 360.4467 | 791.8463 | 181.5942
[48 empty] | 5952 | 450.15 | 250.2824 | 319.5238 | 398.1905 | 64.3769 | 773.9 | 983.5909 | 182.524 | 360.4467 | 791.8463 | 181.5942
[48 empty] | 5953 | 455.6 | 249.1588 | 318 | 398.7143 | 65.5462 | 780.5 | 982.6364 | 183.9921 | 359.8153 | 819.2491 | 182.4723
[48 empty] | 5954 | 455.6 | 249.1588 | 318 | 398.7143 | 65.5462 | 780.5 | 982.6364 | 183.9921 | 359.8153 | 819.2491 | 182.4723
[48 empty] | 5955 | 455.6 | 249.1588 | 318 | 398.7143 | 65.5462 | 780.5 | 982.6364 | 183.9921 | 359.8153 | 819.2491 | 182.4723
[48 empty] | 5956 | 455.6 | 249.1588 | 318 | 398.7143 | 65.5462 | 780.5 | 982.6364 | 183.9921 | 359.8153 | 819.2491 | 182.4723
[48 empty] | 5957 | 455.6 | 249.1588 | 318 | 398.7143 | 65.5462 | 780.5 | 982.6364 | 183.9921 | 359.8153 | 819.2491 | 182.4723
[48 empty] | 5958 | 455.6 | 249.1588 | 318 | 398.7143 | 65.5462 | 780.5 | 982.6364 | 183.9921 | 359.8153 | 819.2491 | 182.4723
[48 empty] | 5959 | 455.6 | 249.1588 | 318 | 398.7143 | 65.5462 | 780.5 | 982.6364 | 183.9921 | 359.8153 | 819.2491 | 182.4723
[48 empty] | 5960 | 455.6 | 249.1588 | 318 | 398.7143 | 65.5462 | 780.5 | 982.6364 | 183.9921 | 359.8153 | 819.2491 | 182.4723
[48 empty] | 5961 | 455.6 | 249.1588 | 318 | 398.7143 | 65.5462 | 780.5 | 982.6364 | 183.9921 | 359.8153 | 819.2491 | 182.4723
[48 empty] | 5962 | 455.6 | 249.1588 | 318 | 398.7143 | 65.5462 | 780.5 | 982.6364 | 183.9921 | 359.8153 | 819.2491 | 182.4723
[48 empty] | 5963 | 455.6 | 249.1588 | 318 | 398.7143 | 65.5462 | 780.5 | 982.6364 | 183.9921 | 359.8153 | 819.2491 | 182.4723
[48 empty] | 5964 | 455.6 | 249.1588 | 318 | 398.7143 | 65.5462 | 780.5 | 982.6364 | 183.9921 | 359.8153 | 819.2491 | 182.4723
[48 empty] | 5965 | 455.6 | 249.1588 | 318 | 398.7143 | 65.5462 | 780.5 | 982.6364 | 183.9921 | 359.8153 | 819.2491 | 182.4723
[48 empty] | 5966 | 455.6 | 249.1588 | 318 | 398.7143 | 65.5462 | 780.5 | 982.6364 | 183.9921 | 359.8153 | 819.2491 | 182.4723
[48 empty] | 5967 | 455.6 | 249.1588 | 318 | 398.7143 | 65.5462 | 780.5 | 982.6364 | 183.9921 | 359.8153 | 819.2491 | 182.4723
[48 empty] | 5968 | 455.6 | 249.1588 | 318 | 398.7143 | 65.5462 | 780.5 | 982.6364 | 183.9921 | 359.8153 | 819.2491 | 182.4723
[48 empty] | 5969 | 455.6 | 249.1588 | 318 | 398.7143 | 65.5462 | 780.5 | 982.6364 | 183.9921 | 359.8153 | 819.2491 | 182.4723
[48 empty] | 5970 | 455.6 | 249.1588 | 318 | 398.7143 | 65.5462 | 780.5 | 982.6364 | 183.9921 | 359.8153 | 819.2491 | 182.4723
[48 empty] | 5971 | 455.6 | 249.1588 | 318 | 398.7143 | 65.5462 | 780.5 | 982.6364 | 183.9921 | 359.8153 | 819.2491 | 182.4723
[48 empty] | 5972 | 455.6 | 249.1588 | 318 | 398.7143 | 65.5462 | 780.5 | 982.6364 | 183.9921 | 359.8153 | 819.2491 | 182.4723
[48 empty] | 5973 | 455.6 | 249.1588 | 318 | 398.7143 | 65.5462 | 780.5 | 982.6364 | 183.9921 | 359.8153 | 819.2491 | 182.4723
[48 empty] | 5974 | 455.6 | 249.1588 | 318 | 398.7143 | 65.5462 | 780.5 | 982.6364 | 183.9921 | 359.8153 | 819.2491 | 182.4723
[48 empty] | 5975 | 455.6 | 249.1588 | 318 | 398.7143 | 65.5462 | 780.5 | 982.6364 | 183.9921 | 359.8153 | 819.2491 | 182.4723
[48 empty] | 5976 | 455.6 | 249.1588 | 318 | 398.7143 | 65.5462 | 780.5 | 982.6364 | 183.9921 | 359.8153 | 819.2491 | 182.4723
[48 empty] | 5977 | 462.35 | 246.5 | 316.7619 | 399.2381 | 65.4538 | 782.2 | 981.8182 | 185.8806 | 361.5115 | 848.156 | 182.8663
[48 empty] | 5978 | 462.35 | 246.5 | 316.7619 | 399.2381 | 65.4538 | 782.2 | 981.8182 | 185.8806 | 361.5115 | 848.156 | 182.8663
[48 empty] | 5979 | 462.35 | 246.5 | 316.7619 | 399.2381 | 65.4538 | 782.2 | 981.8182 | 185.8806 | 361.5115 | 848.156 | 182.8663
[48 empty] | 5980 | 462.35 | 246.5 | 316.7619 | 399.2381 | 65.4538 | 782.2 | 981.8182 | 185.8806 | 361.5115 | 848.156 | 182.8663
[48 empty] | 5981 | 462.35 | 246.5 | 316.7619 | 399.2381 | 65.4538 | 782.2 | 981.8182 | 185.8806 | 361.5115 | 848.156 | 182.8663
[48 empty] | 5982 | 462.35 | 246.5 | 316.7619 | 399.2381 | 65.4538 | 782.2 | 981.8182 | 185.8806 | 361.5115 | 848.156 | 182.8663
[48 empty] | 5983 | 462.35 | 246.5 | 316.7619 | 399.2381 | 65.4538 | 782.2 | 981.8182 | 185.8806 | 361.5115 | 848.156 | 182.8663
[48 empty] | 5984 | 462.35 | 246.5 | 316.7619 | 399.2381 | 65.4538 | 782.2 | 981.8182 | 185.8806 | 361.5115 | 848.156 | 182.8663
[48 empty] | 5985 | 462.35 | 246.5 | 316.7619 | 399.2381 | 65.4538 | 782.2 | 981.8182 | 185.8806 | 361.5115 | 848.156 | 182.8663
[48 empty] | 5986 | 462.35 | 246.5 | 316.7619 | 399.2381 | 65.4538 | 782.2 | 981.8182 | 185.8806 | 361.5115 | 848.156 | 182.8663
[48 empty] | 5987 | 462.35 | 246.5 | 316.7619 | 399.2381 | 65.4538 | 782.2 | 981.8182 | 185.8806 | 361.5115 | 848.156 | 182.8663
[48 empty] | 5988 | 462.35 | 246.5 | 316.7619 | 399.2381 | 65.4538 | 782.2 | 981.8182 | 185.8806 | 361.5115 | 848.156 | 182.8663
[48 empty] | 5989 | 462.35 | 246.5 | 316.7619 | 399.2381 | 65.4538 | 782.2 | 981.8182 | 185.8806 | 361.5115 | 848.156 | 182.8663
[48 empty] | 5990 | 462.35 | 246.5 | 316.7619 | 399.2381 | 65.4538 | 782.2 | 981.8182 | 185.8806 | 361.5115 | 848.156 | 182.8663
[48 empty] | 5991 | 462.35 | 246.5 | 316.7619 | 399.2381 | 65.4538 | 782.2 | 981.8182 | 185.8806 | 361.5115 | 848.156 | 182.8663
[48 empty] | 5992 | 462.35 | 246.5 | 316.7619 | 399.2381 | 65.4538 | 782.2 | 981.8182 | 185.8806 | 361.5115 | 848.156 | 182.8663
[48 empty] | 5993 | 462.35 | 246.5 | 316.7619 | 399.2381 | 65.4538 | 782.2 | 981.8182 | 185.8806 | 361.5115 | 848.156 | 182.8663
[48 empty] | 5994 | 462.35 | 246.5 | 316.7619 | 399.2381 | 65.4538 | 782.2 | 981.8182 | 185.8806 | 361.5115 | 848.156 | 182.8663
[48 empty] | 5995 | 462.35 | 246.5 | 316.7619 | 399.2381 | 65.4538 | 782.2 | 981.8182 | 185.8806 | 361.5115 | 848.156 | 182.8663
[48 empty] | 5996 | 462.35 | 246.5 | 316.7619 | 399.2381 | 65.4538 | 782.2 | 981.8182 | 185.8806 | 361.5115 | 848.156 | 182.8663
[48 empty] | 5997 | 462.35 | 246.5 | 316.7619 | 399.2381 | 65.4538 | 782.2 | 981.8182 | 185.8806 | 361.5115 | 848.156 | 182.8663
[48 empty] | 5998 | 462.35 | 246.5 | 316.7619 | 399.2381 | 65.4538 | 782.2 | 981.8182 | 185.8806 | 361.5115 | 848.156 | 182.8663
[48 empty] | 5999 | 462.35 | 246.5 | 316.7619 | 399.2381 | 65.4538 | 782.2 | 981.8182 | 185.8806 | 361.5115 | 848.156 | 182.8663
[48 empty] | 6000 | 462.35 | 246.5 | 316.7619 | 399.2381 | 65.4538 | 782.2 | 981.8182 | 185.8806 | 361.5115 | 848.156 | 182.8663
[48 empty] | 6001 | 467.3 | 243.8176 | 315.1905 | 397.9048 | 63.5214 | 784.6 | 981 | 188.7691 | 364.9065 | 860.1924 | 183.4482
[48 empty] | 6002 | 467.3 | 243.8176 | 315.1905 | 397.9048 | 63.5214 | 784.6 | 981 | 188.7691 | 364.9065 | 860.1924 | 183.4482
[48 empty] | 6003 | 467.3 | 243.8176 | 315.1905 | 397.9048 | 63.5214 | 784.6 | 981 | 188.7691 | 364.9065 | 860.1924 | 183.4482
[48 empty] | 6004 | 467.3 | 243.8176 | 315.1905 | 397.9048 | 63.5214 | 784.6 | 981 | 188.7691 | 364.9065 | 860.1924 | 183.4482
[48 empty] | 6005 | 467.3 | 243.8176 | 315.1905 | 397.9048 | 63.5214 | 784.6 | 981 | 188.7691 | 364.9065 | 860.1924 | 183.4482
[48 empty] | 6006 | 467.3 | 243.8176 | 315.1905 | 397.9048 | 63.5214 | 784.6 | 981 | 188.7691 | 364.9065 | 860.1924 | 183.4482
[48 empty] | 6007 | 467.3 | 243.8176 | 315.1905 | 397.9048 | 63.5214 | 784.6 | 981 | 188.7691 | 364.9065 | 860.1924 | 183.4482
[48 empty] | 6008 | 467.3 | 243.8176 | 315.1905 | 397.9048 | 63.5214 | 784.6 | 981 | 188.7691 | 364.9065 | 860.1924 | 183.4482
[48 empty] | 6009 | 467.3 | 243.8176 | 315.1905 | 397.9048 | 63.5214 | 784.6 | 981 | 188.7691 | 364.9065 | 860.1924 | 183.4482
[48 empty] | 6010 | 467.3 | 243.8176 | 315.1905 | 397.9048 | 63.5214 | 784.6 | 981 | 188.7691 | 364.9065 | 860.1924 | 183.4482
[48 empty] | 6011 | 467.3 | 243.8176 | 315.1905 | 397.9048 | 63.5214 | 784.6 | 981 | 188.7691 | 364.9065 | 860.1924 | 183.4482
[48 empty] | 6012 | 467.3 | 243.8176 | 315.1905 | 397.9048 | 63.5214 | 784.6 | 981 | 188.7691 | 364.9065 | 860.1924 | 183.4482
[48 empty] | 6013 | 467.3 | 243.8176 | 315.1905 | 397.9048 | 63.5214 | 784.6 | 981 | 188.7691 | 364.9065 | 860.1924 | 183.4482
[48 empty] | 6014 | 467.3 | 243.8176 | 315.1905 | 397.9048 | 63.5214 | 784.6 | 981 | 188.7691 | 364.9065 | 860.1924 | 183.4482
[48 empty] | 6015 | 467.3 | 243.8176 | 315.1905 | 397.9048 | 63.5214 | 784.6 | 981 | 188.7691 | 364.9065 | 860.1924 | 183.4482
[48 empty] | 6016 | 467.3 | 243.8176 | 315.1905 | 397.9048 | 63.5214 | 784.6 | 981 | 188.7691 | 364.9065 | 860.1924 | 183.4482
[48 empty] | 6017 | 467.3 | 243.8176 | 315.1905 | 397.9048 | 63.5214 | 784.6 | 981 | 188.7691 | 364.9065 | 860.1924 | 183.4482
[48 empty] | 6018 | 467.3 | 243.8176 | 315.1905 | 397.9048 | 63.5214 | 784.6 | 981 | 188.7691 | 364.9065 | 860.1924 | 183.4482
[48 empty] | 6019 | 467.3 | 243.8176 | 315.1905 | 397.9048 | 63.5214 | 784.6 | 981 | 188.7691 | 364.9065 | 860.1924 | 183.4482
[48 empty] | 6020 | 467.3 | 243.8176 | 315.1905 | 397.9048 | 63.5214 | 784.6 | 981 | 188.7691 | 364.9065 | 860.1924 | 183.4482
[48 empty] | 6021 | 467.3 | 243.8176 | 315.1905 | 397.9048 | 63.5214 | 784.6 | 981 | 188.7691 | 364.9065 | 860.1924 | 183.4482
[48 empty] | 6022 | 467.3 | 243.8176 | 315.1905 | 397.9048 | 63.5214 | 784.6 | 981 | 188.7691 | 364.9065 | 860.1924 | 183.4482
[48 empty] | 6023 | 467.3 | 243.8176 | 315.1905 | 397.9048 | 63.5214 | 784.6 | 981 | 188.7691 | 364.9065 | 860.1924 | 183.4482
[48 empty] | 6024 | 467.3 | 243.8176 | 315.1905 | 397.9048 | 63.5214 | 784.6 | 981 | 188.7691 | 364.9065 | 860.1924 | 183.4482
[48 empty] | 6025 | 470.25 | 242.8 | 313.5714 | 397.381 | 64.6385 | 787.15 | 979.1364 | 190.3237 | 363.3237 | 875.3861 | 185.3569
[48 empty] | 6026 | 470.25 | 242.8 | 313.5714 | 397.381 | 64.6385 | 787.15 | 979.1364 | 190.3237 | 363.3237 | 875.3861 | 185.3569
[48 empty] | 6027 | 470.25 | 242.8 | 313.5714 | 397.381 | 64.6385 | 787.15 | 979.1364 | 190.3237 | 363.3237 | 875.3861 | 185.3569
[48 empty] | 6028 | 470.25 | 242.8 | 313.5714 | 397.381 | 64.6385 | 787.15 | 979.1364 | 190.3237 | 363.3237 | 875.3861 | 185.3569
[48 empty] | 6029 | 470.25 | 242.8 | 313.5714 | 397.381 | 64.6385 | 787.15 | 979.1364 | 190.3237 | 363.3237 | 875.3861 | 185.3569
[48 empty] | 6030 | 470.25 | 242.8 | 313.5714 | 397.381 | 64.6385 | 787.15 | 979.1364 | 190.3237 | 363.3237 | 875.3861 | 185.3569
[48 empty] | 6031 | 470.25 | 242.8 | 313.5714 | 397.381 | 64.6385 | 787.15 | 979.1364 | 190.3237 | 363.3237 | 875.3861 | 185.3569
[48 empty] | 6032 | 470.25 | 242.8 | 313.5714 | 397.381 | 64.6385 | 787.15 | 979.1364 | 190.3237 | 363.3237 | 875.3861 | 185.3569
[48 empty] | 6033 | 470.25 | 242.8 | 313.5714 | 397.381 | 64.6385 | 787.15 | 979.1364 | 190.3237 | 363.3237 | 875.3861 | 185.3569
[48 empty] | 6034 | 470.25 | 242.8 | 313.5714 | 397.381 | 64.6385 | 787.15 | 979.1364 | 190.3237 | 363.3237 | 875.3861 | 185.3569
[48 empty] | 6035 | 470.25 | 242.8 | 313.5714 | 397.381 | 64.6385 | 787.15 | 979.1364 | 190.3237 | 363.3237 | 875.3861 | 185.3569
[48 empty] | 6036 | 470.25 | 242.8 | 313.5714 | 397.381 | 64.6385 | 787.15 | 979.1364 | 190.3237 | 363.3237 | 875.3861 | 185.3569
[48 empty] | 6037 | 470.25 | 242.8 | 313.5714 | 397.381 | 64.6385 | 787.15 | 979.1364 | 190.3237 | 363.3237 | 875.3861 | 185.3569
[48 empty] | 6038 | 470.25 | 242.8 | 313.5714 | 397.381 | 64.6385 | 787.15 | 979.1364 | 190.3237 | 363.3237 | 875.3861 | 185.3569
[48 empty] | 6039 | 470.25 | 242.8 | 313.5714 | 397.381 | 64.6385 | 787.15 | 979.1364 | 190.3237 | 363.3237 | 875.3861 | 185.3569
[48 empty] | 6040 | 470.25 | 242.8 | 313.5714 | 397.381 | 64.6385 | 787.15 | 979.1364 | 190.3237 | 363.3237 | 875.3861 | 185.3569
[48 empty] | 6041 | 470.25 | 242.8 | 313.5714 | 397.381 | 64.6385 | 787.15 | 979.1364 | 190.3237 | 363.3237 | 875.3861 | 185.3569
[48 empty] | 6042 | 470.25 | 242.8 | 313.5714 | 397.381 | 64.6385 | 787.15 | 979.1364 | 190.3237 | 363.3237 | 875.3861 | 185.3569
[48 empty] | 6043 | 470.25 | 242.8 | 313.5714 | 397.381 | 64.6385 | 787.15 | 979.1364 | 190.3237 | 363.3237 | 875.3861 | 185.3569
[48 empty] | 6044 | 470.25 | 242.8 | 313.5714 | 397.381 | 64.6385 | 787.15 | 979.1364 | 190.3237 | 363.3237 | 875.3861 | 185.3569
[48 empty] | 6045 | 470.25 | 242.8 | 313.5714 | 397.381 | 64.6385 | 787.15 | 979.1364 | 190.3237 | 363.3237 | 875.3861 | 185.3569
[48 empty] | 6046 | 470.25 | 242.8 | 313.5714 | 397.381 | 64.6385 | 787.15 | 979.1364 | 190.3237 | 363.3237 | 875.3861 | 185.3569
[48 empty] | 6047 | 470.25 | 242.8 | 313.5714 | 397.381 | 64.6385 | 787.15 | 979.1364 | 190.3237 | 363.3237 | 875.3861 | 185.3569
[48 empty] | 6048 | 470.25 | 242.8 | 313.5714 | 397.381 | 64.6385 | 787.15 | 979.1364 | 190.3237 | 363.3237 | 875.3861 | 185.3569
[48 empty] | 6049 | 474.95 | 241.9882 | 313.1905 | 397.0476 | 64.6846 | 790.25 | 984.3182 | 191.3786 | 359.9352 | 840.084 | 187.2814
[48 empty] | 6050 | 474.95 | 241.9882 | 313.1905 | 397.0476 | 64.6846 | 790.25 | 984.3182 | 191.3786 | 359.9352 | 840.084 | 187.2814
[48 empty] | 6051 | 474.95 | 241.9882 | 313.1905 | 397.0476 | 64.6846 | 790.25 | 984.3182 | 191.3786 | 359.9352 | 840.084 | 187.2814
[48 empty] | 6052 | 474.95 | 241.9882 | 313.1905 | 397.0476 | 64.6846 | 790.25 | 984.3182 | 191.3786 | 359.9352 | 840.084 | 187.2814
[48 empty] | 6053 | 474.95 | 241.9882 | 313.1905 | 397.0476 | 64.6846 | 790.25 | 984.3182 | 191.3786 | 359.9352 | 840.084 | 187.2814
[48 empty] | 6054 | 474.95 | 241.9882 | 313.1905 | 397.0476 | 64.6846 | 790.25 | 984.3182 | 191.3786 | 359.9352 | 840.084 | 187.2814
[48 empty] | 6055 | 474.95 | 241.9882 | 313.1905 | 397.0476 | 64.6846 | 790.25 | 984.3182 | 191.3786 | 359.9352 | 840.084 | 187.2814
[48 empty] | 6056 | 474.95 | 241.9882 | 313.1905 | 397.0476 | 64.6846 | 790.25 | 984.3182 | 191.3786 | 359.9352 | 840.084 | 187.2814
[48 empty] | 6057 | 474.95 | 241.9882 | 313.1905 | 397.0476 | 64.6846 | 790.25 | 984.3182 | 191.3786 | 359.9352 | 840.084 | 187.2814
[48 empty] | 6058 | 474.95 | 241.9882 | 313.1905 | 397.0476 | 64.6846 | 790.25 | 984.3182 | 191.3786 | 359.9352 | 840.084 | 187.2814
[48 empty] | 6059 | 474.95 | 241.9882 | 313.1905 | 397.0476 | 64.6846 | 790.25 | 984.3182 | 191.3786 | 359.9352 | 840.084 | 187.2814
[48 empty] | 6060 | 474.95 | 241.9882 | 313.1905 | 397.0476 | 64.6846 | 790.25 | 984.3182 | 191.3786 | 359.9352 | 840.084 | 187.2814
[48 empty] | 6061 | 474.95 | 241.9882 | 313.1905 | 397.0476 | 64.6846 | 790.25 | 984.3182 | 191.3786 | 359.9352 | 840.084 | 187.2814
[48 empty] | 6062 | 474.95 | 241.9882 | 313.1905 | 397.0476 | 64.6846 | 790.25 | 984.3182 | 191.3786 | 359.9352 | 840.084 | 187.2814
[48 empty] | 6063 | 474.95 | 241.9882 | 313.1905 | 397.0476 | 64.6846 | 790.25 | 984.3182 | 191.3786 | 359.9352 | 840.084 | 187.2814
[48 empty] | 6064 | 474.95 | 241.9882 | 313.1905 | 397.0476 | 64.6846 | 790.25 | 984.3182 | 191.3786 | 359.9352 | 840.084 | 187.2814
[48 empty] | 6065 | 474.95 | 241.9882 | 313.1905 | 397.0476 | 64.6846 | 790.25 | 984.3182 | 191.3786 | 359.9352 | 840.084 | 187.2814
[48 empty] | 6066 | 474.95 | 241.9882 | 313.1905 | 397.0476 | 64.6846 | 790.25 | 984.3182 | 191.3786 | 359.9352 | 840.084 | 187.2814
[48 empty] | 6067 | 474.95 | 241.9882 | 313.1905 | 397.0476 | 64.6846 | 790.25 | 984.3182 | 191.3786 | 359.9352 | 840.084 | 187.2814
[48 empty] | 6068 | 474.95 | 241.9882 | 313.1905 | 397.0476 | 64.6846 | 790.25 | 984.3182 | 191.3786 | 359.9352 | 840.084 | 187.2814
[48 empty] | 6069 | 474.95 | 241.9882 | 313.1905 | 397.0476 | 64.6846 | 790.25 | 984.3182 | 191.3786 | 359.9352 | 840.084 | 187.2814
[48 empty] | 6070 | 474.95 | 241.9882 | 313.1905 | 397.0476 | 64.6846 | 790.25 | 984.3182 | 191.3786 | 359.9352 | 840.084 | 187.2814
[48 empty] | 6071 | 474.95 | 241.9882 | 313.1905 | 397.0476 | 64.6846 | 790.25 | 984.3182 | 191.3786 | 359.9352 | 840.084 | 187.2814
[48 empty] | 6072 | 474.95 | 241.9882 | 313.1905 | 397.0476 | 64.6846 | 790.25 | 984.3182 | 191.3786 | 359.9352 | 840.084 | 187.2814
[48 empty] | 6073 | 477.4 | 241.7588 | 313.3333 | 398.5238 | 64.9462 | 798.45 | 987.9545 | 192.4836 | 361.441 | 846.9061 | 187.8792
[48 empty] | 6074 | 477.4 | 241.7588 | 313.3333 | 398.5238 | 64.9462 | 798.45 | 987.9545 | 192.4836 | 361.441 | 846.9061 | 187.8792
[48 empty] | 6075 | 477.4 | 241.7588 | 313.3333 | 398.5238 | 64.9462 | 798.45 | 987.9545 | 192.4836 | 361.441 | 846.9061 | 187.8792
[48 empty] | 6076 | 477.4 | 241.7588 | 313.3333 | 398.5238 | 64.9462 | 798.45 | 987.9545 | 192.4836 | 361.441 | 846.9061 | 187.8792
[48 empty] | 6077 | 477.4 | 241.7588 | 313.3333 | 398.5238 | 64.9462 | 798.45 | 987.9545 | 192.4836 | 361.441 | 846.9061 | 187.8792
[48 empty] | 6078 | 477.4 | 241.7588 | 313.3333 | 398.5238 | 64.9462 | 798.45 | 987.9545 | 192.4836 | 361.441 | 846.9061 | 187.8792
[48 empty] | 6079 | 477.4 | 241.7588 | 313.3333 | 398.5238 | 64.9462 | 798.45 | 987.9545 | 192.4836 | 361.441 | 846.9061 | 187.8792
[48 empty] | 6080 | 477.4 | 241.7588 | 313.3333 | 398.5238 | 64.9462 | 798.45 | 987.9545 | 192.4836 | 361.441 | 846.9061 | 187.8792
[48 empty] | 6081 | 477.4 | 241.7588 | 313.3333 | 398.5238 | 64.9462 | 798.45 | 987.9545 | 192.4836 | 361.441 | 846.9061 | 187.8792
[48 empty] | 6082 | 477.4 | 241.7588 | 313.3333 | 398.5238 | 64.9462 | 798.45 | 987.9545 | 192.4836 | 361.441 | 846.9061 | 187.8792
[48 empty] | 6083 | 477.4 | 241.7588 | 313.3333 | 398.5238 | 64.9462 | 798.45 | 987.9545 | 192.4836 | 361.441 | 846.9061 | 187.8792
[48 empty] | 6084 | 477.4 | 241.7588 | 313.3333 | 398.5238 | 64.9462 | 798.45 | 987.9545 | 192.4836 | 361.441 | 846.9061 | 187.8792
[48 empty] | 6085 | 477.4 | 241.7588 | 313.3333 | 398.5238 | 64.9462 | 798.45 | 987.9545 | 192.4836 | 361.441 | 846.9061 | 187.8792
[48 empty] | 6086 | 477.4 | 241.7588 | 313.3333 | 398.5238 | 64.9462 | 798.45 | 987.9545 | 192.4836 | 361.441 | 846.9061 | 187.8792
[48 empty] | 6087 | 477.4 | 241.7588 | 313.3333 | 398.5238 | 64.9462 | 798.45 | 987.9545 | 192.4836 | 361.441 | 846.9061 | 187.8792
[48 empty] | 6088 | 477.4 | 241.7588 | 313.3333 | 398.5238 | 64.9462 | 798.45 | 987.9545 | 192.4836 | 361.441 | 846.9061 | 187.8792
[48 empty] | 6089 | 477.4 | 241.7588 | 313.3333 | 398.5238 | 64.9462 | 798.45 | 987.9545 | 192.4836 | 361.441 | 846.9061 | 187.8792
[48 empty] | 6090 | 477.4 | 241.7588 | 313.3333 | 398.5238 | 64.9462 | 798.45 | 987.9545 | 192.4836 | 361.441 | 846.9061 | 187.8792
[48 empty] | 6091 | 477.4 | 241.7588 | 313.3333 | 398.5238 | 64.9462 | 798.45 | 987.9545 | 192.4836 | 361.441 | 846.9061 | 187.8792
[48 empty] | 6092 | 477.4 | 241.7588 | 313.3333 | 398.5238 | 64.9462 | 798.45 | 987.9545 | 192.4836 | 361.441 | 846.9061 | 187.8792
[48 empty] | 6093 | 477.4 | 241.7588 | 313.3333 | 398.5238 | 64.9462 | 798.45 | 987.9545 | 192.4836 | 361.441 | 846.9061 | 187.8792
[48 empty] | 6094 | 477.4 | 241.7588 | 313.3333 | 398.5238 | 64.9462 | 798.45 | 987.9545 | 192.4836 | 361.441 | 846.9061 | 187.8792
[48 empty] | 6095 | 477.4 | 241.7588 | 313.3333 | 398.5238 | 64.9462 | 798.45 | 987.9545 | 192.4836 | 361.441 | 846.9061 | 187.8792
[48 empty] | 6096 | 477.4 | 241.7588 | 313.3333 | 398.5238 | 64.9462 | 798.45 | 987.9545 | 192.4836 | 361.441 | 846.9061 | 187.8792
[48 empty] | 6097 | 482.45 | 240.3706 | 312.9048 | 398.2857 | 65.7231 | 804.1 | 991.0909 | 193.9829 | 362.8667 | 852.3663 | 188.6011
[48 empty] | 6098 | 482.45 | 240.3706 | 312.9048 | 398.2857 | 65.7231 | 804.1 | 991.0909 | 193.9829 | 362.8667 | 852.3663 | 188.6011
[48 empty] | 6099 | 482.45 | 240.3706 | 312.9048 | 398.2857 | 65.7231 | 804.1 | 991.0909 | 193.9829 | 362.8667 | 852.3663 | 188.6011
[48 empty] | 6100 | 482.45 | 240.3706 | 312.9048 | 398.2857 | 65.7231 | 804.1 | 991.0909 | 193.9829 | 362.8667 | 852.3663 | 188.6011
[48 empty] | 6101 | 482.45 | 240.3706 | 312.9048 | 398.2857 | 65.7231 | 804.1 | 991.0909 | 193.9829 | 362.8667 | 852.3663 | 188.6011
[48 empty] | 6102 | 482.45 | 240.3706 | 312.9048 | 398.2857 | 65.7231 | 804.1 | 991.0909 | 193.9829 | 362.8667 | 852.3663 | 188.6011
[48 empty] | 6103 | 482.45 | 240.3706 | 312.9048 | 398.2857 | 65.7231 | 804.1 | 991.0909 | 193.9829 | 362.8667 | 852.3663 | 188.6011
[48 empty] | 6104 | 482.45 | 240.3706 | 312.9048 | 398.2857 | 65.7231 | 804.1 | 991.0909 | 193.9829 | 362.8667 | 852.3663 | 188.6011
[48 empty] | 6105 | 482.45 | 240.3706 | 312.9048 | 398.2857 | 65.7231 | 804.1 | 991.0909 | 193.9829 | 362.8667 | 852.3663 | 188.6011
[48 empty] | 6106 | 482.45 | 240.3706 | 312.9048 | 398.2857 | 65.7231 | 804.1 | 991.0909 | 193.9829 | 362.8667 | 852.3663 | 188.6011
[48 empty] | 6107 | 482.45 | 240.3706 | 312.9048 | 398.2857 | 65.7231 | 804.1 | 991.0909 | 193.9829 | 362.8667 | 852.3663 | 188.6011
[48 empty] | 6108 | 482.45 | 240.3706 | 312.9048 | 398.2857 | 65.7231 | 804.1 | 991.0909 | 193.9829 | 362.8667 | 852.3663 | 188.6011
[48 empty] | 6109 | 482.45 | 240.3706 | 312.9048 | 398.2857 | 65.7231 | 804.1 | 991.0909 | 193.9829 | 362.8667 | 852.3663 | 188.6011
[48 empty] | 6110 | 482.45 | 240.3706 | 312.9048 | 398.2857 | 65.7231 | 804.1 | 991.0909 | 193.9829 | 362.8667 | 852.3663 | 188.6011
[48 empty] | 6111 | 482.45 | 240.3706 | 312.9048 | 398.2857 | 65.7231 | 804.1 | 991.0909 | 193.9829 | 362.8667 | 852.3663 | 188.6011
[48 empty] | 6112 | 482.45 | 240.3706 | 312.9048 | 398.2857 | 65.7231 | 804.1 | 991.0909 | 193.9829 | 362.8667 | 852.3663 | 188.6011
[48 empty] | 6113 | 482.45 | 240.3706 | 312.9048 | 398.2857 | 65.7231 | 804.1 | 991.0909 | 193.9829 | 362.8667 | 852.3663 | 188.6011
[48 empty] | 6114 | 482.45 | 240.3706 | 312.9048 | 398.2857 | 65.7231 | 804.1 | 991.0909 | 193.9829 | 362.8667 | 852.3663 | 188.6011
[48 empty] | 6115 | 482.45 | 240.3706 | 312.9048 | 398.2857 | 65.7231 | 804.1 | 991.0909 | 193.9829 | 362.8667 | 852.3663 | 188.6011
[48 empty] | 6116 | 482.45 | 240.3706 | 312.9048 | 398.2857 | 65.7231 | 804.1 | 991.0909 | 193.9829 | 362.8667 | 852.3663 | 188.6011
[48 empty] | 6117 | 482.45 | 240.3706 | 312.9048 | 398.2857 | 65.7231 | 804.1 | 991.0909 | 193.9829 | 362.8667 | 852.3663 | 188.6011
[48 empty] | 6118 | 482.45 | 240.3706 | 312.9048 | 398.2857 | 65.7231 | 804.1 | 991.0909 | 193.9829 | 362.8667 | 852.3663 | 188.6011
[48 empty] | 6119 | 482.45 | 240.3706 | 312.9048 | 398.2857 | 65.7231 | 804.1 | 991.0909 | 193.9829 | 362.8667 | 852.3663 | 188.6011
[48 empty] | 6120 | 482.45 | 240.3706 | 312.9048 | 398.2857 | 65.7231 | 804.1 | 991.0909 | 193.9829 | 362.8667 | 852.3663 | 188.6011
[48 empty] | 6121 | 488.8 | 239.4706 | 313.0952 | 398.6667 | 65.1286 | 789.1905 | 996.4545 | 195.537 | 362.6341 | 819.7342 | 188.7303
[48 empty] | 6122 | 488.8 | 239.4706 | 313.0952 | 398.6667 | 65.1286 | 789.1905 | 996.4545 | 195.537 | 362.6341 | 819.7342 | 188.7303
[48 empty] | 6123 | 488.8 | 239.4706 | 313.0952 | 398.6667 | 65.1286 | 789.1905 | 996.4545 | 195.537 | 362.6341 | 819.7342 | 188.7303
[48 empty] | 6124 | 488.8 | 239.4706 | 313.0952 | 398.6667 | 65.1286 | 789.1905 | 996.4545 | 195.537 | 362.6341 | 819.7342 | 188.7303
[48 empty] | 6125 | 488.8 | 239.4706 | 313.0952 | 398.6667 | 65.1286 | 789.1905 | 996.4545 | 195.537 | 362.6341 | 819.7342 | 188.7303
[48 empty] | 6126 | 488.8 | 239.4706 | 313.0952 | 398.6667 | 65.1286 | 789.1905 | 996.4545 | 195.537 | 362.6341 | 819.7342 | 188.7303
[48 empty] | 6127 | 488.8 | 239.4706 | 313.0952 | 398.6667 | 65.1286 | 789.1905 | 996.4545 | 195.537 | 362.6341 | 819.7342 | 188.7303
[48 empty] | 6128 | 488.8 | 239.4706 | 313.0952 | 398.6667 | 65.1286 | 789.1905 | 996.4545 | 195.537 | 362.6341 | 819.7342 | 188.7303
[48 empty] | 6129 | 488.8 | 239.4706 | 313.0952 | 398.6667 | 65.1286 | 789.1905 | 996.4545 | 195.537 | 362.6341 | 819.7342 | 188.7303
[48 empty] | 6130 | 488.8 | 239.4706 | 313.0952 | 398.6667 | 65.1286 | 789.1905 | 996.4545 | 195.537 | 362.6341 | 819.7342 | 188.7303
[48 empty] | 6131 | 488.8 | 239.4706 | 313.0952 | 398.6667 | 65.1286 | 789.1905 | 996.4545 | 195.537 | 362.6341 | 819.7342 | 188.7303
[48 empty] | 6132 | 488.8 | 239.4706 | 313.0952 | 398.6667 | 65.1286 | 789.1905 | 996.4545 | 195.537 | 362.6341 | 819.7342 | 188.7303
[48 empty] | 6133 | 488.8 | 239.4706 | 313.0952 | 398.6667 | 65.1286 | 789.1905 | 996.4545 | 195.537 | 362.6341 | 819.7342 | 188.7303
[48 empty] | 6134 | 488.8 | 239.4706 | 313.0952 | 398.6667 | 65.1286 | 789.1905 | 996.4545 | 195.537 | 362.6341 | 819.7342 | 188.7303
[48 empty] | 6135 | 488.8 | 239.4706 | 313.0952 | 398.6667 | 65.1286 | 789.1905 | 996.4545 | 195.537 | 362.6341 | 819.7342 | 188.7303
[48 empty] | 6136 | 488.8 | 239.4706 | 313.0952 | 398.6667 | 65.1286 | 789.1905 | 996.4545 | 195.537 | 362.6341 | 819.7342 | 188.7303
[48 empty] | 6137 | 488.8 | 239.4706 | 313.0952 | 398.6667 | 65.1286 | 789.1905 | 996.4545 | 195.537 | 362.6341 | 819.7342 | 188.7303
[48 empty] | 6138 | 488.8 | 239.4706 | 313.0952 | 398.6667 | 65.1286 | 789.1905 | 996.4545 | 195.537 | 362.6341 | 819.7342 | 188.7303
[48 empty] | 6139 | 488.8 | 239.4706 | 313.0952 | 398.6667 | 65.1286 | 789.1905 | 996.4545 | 195.537 | 362.6341 | 819.7342 | 188.7303
[48 empty] | 6140 | 488.8 | 239.4706 | 313.0952 | 398.6667 | 65.1286 | 789.1905 | 996.4545 | 195.537 | 362.6341 | 819.7342 | 188.7303
[48 empty] | 6141 | 488.8 | 239.4706 | 313.0952 | 398.6667 | 65.1286 | 789.1905 | 996.4545 | 195.537 | 362.6341 | 819.7342 | 188.7303
[48 empty] | 6142 | 488.8 | 239.4706 | 313.0952 | 398.6667 | 65.1286 | 789.1905 | 996.4545 | 195.537 | 362.6341 | 819.7342 | 188.7303
[48 empty] | 6143 | 488.8 | 239.4706 | 313.0952 | 398.6667 | 65.1286 | 789.1905 | 996.4545 | 195.537 | 362.6341 | 819.7342 | 188.7303
[48 empty] | 6144 | 488.8 | 239.4706 | 313.0952 | 398.6667 | 65.1286 | 789.1905 | 996.4545 | 195.537 | 362.6341 | 819.7342 | 188.7303
[48 empty] | 6145 | 498.9 | 239.0588 | 313.0476 | 399.1905 | 68 | 809.95 | 999.4091 | 198.41 | 366.9267 | 777.5332 | 189.9605
[48 empty] | 6146 | 498.9 | 239.0588 | 313.0476 | 399.1905 | 68 | 809.95 | 999.4091 | 198.41 | 366.9267 | 777.5332 | 189.9605
[48 empty] | 6147 | 498.9 | 239.0588 | 313.0476 | 399.1905 | 68 | 809.95 | 999.4091 | 198.41 | 366.9267 | 777.5332 | 189.9605
[48 empty] | 6148 | 498.9 | 239.0588 | 313.0476 | 399.1905 | 68 | 809.95 | 999.4091 | 198.41 | 366.9267 | 777.5332 | 189.9605
[48 empty] | 6149 | 498.9 | 239.0588 | 313.0476 | 399.1905 | 68 | 809.95 | 999.4091 | 198.41 | 366.9267 | 777.5332 | 189.9605
[48 empty] | 6150 | 498.9 | 239.0588 | 313.0476 | 399.1905 | 68 | 809.95 | 999.4091 | 198.41 | 366.9267 | 777.5332 | 189.9605
[48 empty] | 6151 | 498.9 | 239.0588 | 313.0476 | 399.1905 | 68 | 809.95 | 999.4091 | 198.41 | 366.9267 | 777.5332 | 189.9605
[48 empty] | 6152 | 498.9 | 239.0588 | 313.0476 | 399.1905 | 68 | 809.95 | 999.4091 | 198.41 | 366.9267 | 777.5332 | 189.9605
[48 empty] | 6153 | 498.9 | 239.0588 | 313.0476 | 399.1905 | 68 | 809.95 | 999.4091 | 198.41 | 366.9267 | 777.5332 | 189.9605
[48 empty] | 6154 | 498.9 | 239.0588 | 313.0476 | 399.1905 | 68 | 809.95 | 999.4091 | 198.41 | 366.9267 | 777.5332 | 189.9605
[48 empty] | 6155 | 498.9 | 239.0588 | 313.0476 | 399.1905 | 68 | 809.95 | 999.4091 | 198.41 | 366.9267 | 777.5332 | 189.9605
[48 empty] | 6156 | 498.9 | 239.0588 | 313.0476 | 399.1905 | 68 | 809.95 | 999.4091 | 198.41 | 366.9267 | 777.5332 | 189.9605
[48 empty] | 6157 | 498.9 | 239.0588 | 313.0476 | 399.1905 | 68 | 809.95 | 999.4091 | 198.41 | 366.9267 | 777.5332 | 189.9605
[48 empty] | 6158 | 498.9 | 239.0588 | 313.0476 | 399.1905 | 68 | 809.95 | 999.4091 | 198.41 | 366.9267 | 777.5332 | 189.9605
[48 empty] | 6159 | 498.9 | 239.0588 | 313.0476 | 399.1905 | 68 | 809.95 | 999.4091 | 198.41 | 366.9267 | 777.5332 | 189.9605
[48 empty] | 6160 | 498.9 | 239.0588 | 313.0476 | 399.1905 | 68 | 809.95 | 999.4091 | 198.41 | 366.9267 | 777.5332 | 189.9605
[48 empty] | 6161 | 498.9 | 239.0588 | 313.0476 | 399.1905 | 68 | 809.95 | 999.4091 | 198.41 | 366.9267 | 777.5332 | 189.9605
[48 empty] | 6162 | 498.9 | 239.0588 | 313.0476 | 399.1905 | 68 | 809.95 | 999.4091 | 198.41 | 366.9267 | 777.5332 | 189.9605
[48 empty] | 6163 | 498.9 | 239.0588 | 313.0476 | 399.1905 | 68 | 809.95 | 999.4091 | 198.41 | 366.9267 | 777.5332 | 189.9605
[48 empty] | 6164 | 498.9 | 239.0588 | 313.0476 | 399.1905 | 68 | 809.95 | 999.4091 | 198.41 | 366.9267 | 777.5332 | 189.9605
[48 empty] | 6165 | 498.9 | 239.0588 | 313.0476 | 399.1905 | 68 | 809.95 | 999.4091 | 198.41 | 366.9267 | 777.5332 | 189.9605
[48 empty] | 6166 | 498.9 | 239.0588 | 313.0476 | 399.1905 | 68 | 809.95 | 999.4091 | 198.41 | 366.9267 | 777.5332 | 189.9605
[48 empty] | 6167 | 498.9 | 239.0588 | 313.0476 | 399.1905 | 68 | 809.95 | 999.4091 | 198.41 | 366.9267 | 777.5332 | 189.9605
[48 empty] | 6168 | 498.9 | 239.0588 | 313.0476 | 399.1905 | 68 | 809.95 | 999.4091 | 198.41 | 366.9267 | 777.5332 | 189.9605
[48 empty] | 6169 | 507.55 | 239.2941 | 313.0952 | 399.619 | 70.0538 | 807.9 | 1000.8182 | 201.9961 | 372.8938 | 776.1429 | 192.267
[48 empty] | 6170 | 507.55 | 239.2941 | 313.0952 | 399.619 | 70.0538 | 807.9 | 1000.8182 | 201.9961 | 372.8938 | 776.1429 | 192.267
[48 empty] | 6171 | 507.55 | 239.2941 | 313.0952 | 399.619 | 70.0538 | 807.9 | 1000.8182 | 201.9961 | 372.8938 | 776.1429 | 192.267
[48 empty] | 6172 | 507.55 | 239.2941 | 313.0952 | 399.619 | 70.0538 | 807.9 | 1000.8182 | 201.9961 | 372.8938 | 776.1429 | 192.267
[48 empty] | 6173 | 507.55 | 239.2941 | 313.0952 | 399.619 | 70.0538 | 807.9 | 1000.8182 | 201.9961 | 372.8938 | 776.1429 | 192.267
[48 empty] | 6174 | 507.55 | 239.2941 | 313.0952 | 399.619 | 70.0538 | 807.9 | 1000.8182 | 201.9961 | 372.8938 | 776.1429 | 192.267
[48 empty] | 6175 | 507.55 | 239.2941 | 313.0952 | 399.619 | 70.0538 | 807.9 | 1000.8182 | 201.9961 | 372.8938 | 776.1429 | 192.267
[48 empty] | 6176 | 507.55 | 239.2941 | 313.0952 | 399.619 | 70.0538 | 807.9 | 1000.8182 | 201.9961 | 372.8938 | 776.1429 | 192.267
[48 empty] | 6177 | 507.55 | 239.2941 | 313.0952 | 399.619 | 70.0538 | 807.9 | 1000.8182 | 201.9961 | 372.8938 | 776.1429 | 192.267
[48 empty] | 6178 | 507.55 | 239.2941 | 313.0952 | 399.619 | 70.0538 | 807.9 | 1000.8182 | 201.9961 | 372.8938 | 776.1429 | 192.267
[48 empty] | 6179 | 507.55 | 239.2941 | 313.0952 | 399.619 | 70.0538 | 807.9 | 1000.8182 | 201.9961 | 372.8938 | 776.1429 | 192.267
[48 empty] | 6180 | 507.55 | 239.2941 | 313.0952 | 399.619 | 70.0538 | 807.9 | 1000.8182 | 201.9961 | 372.8938 | 776.1429 | 192.267
[48 empty] | 6181 | 507.55 | 239.2941 | 313.0952 | 399.619 | 70.0538 | 807.9 | 1000.8182 | 201.9961 | 372.8938 | 776.1429 | 192.267
[48 empty] | 6182 | 507.55 | 239.2941 | 313.0952 | 399.619 | 70.0538 | 807.9 | 1000.8182 | 201.9961 | 372.8938 | 776.1429 | 192.267
[48 empty] | 6183 | 507.55 | 239.2941 | 313.0952 | 399.619 | 70.0538 | 807.9 | 1000.8182 | 201.9961 | 372.8938 | 776.1429 | 192.267
[48 empty] | 6184 | 507.55 | 239.2941 | 313.0952 | 399.619 | 70.0538 | 807.9 | 1000.8182 | 201.9961 | 372.8938 | 776.1429 | 192.267
[48 empty] | 6185 | 507.55 | 239.2941 | 313.0952 | 399.619 | 70.0538 | 807.9 | 1000.8182 | 201.9961 | 372.8938 | 776.1429 | 192.267
[48 empty] | 6186 | 507.55 | 239.2941 | 313.0952 | 399.619 | 70.0538 | 807.9 | 1000.8182 | 201.9961 | 372.8938 | 776.1429 | 192.267
[48 empty] | 6187 | 507.55 | 239.2941 | 313.0952 | 399.619 | 70.0538 | 807.9 | 1000.8182 | 201.9961 | 372.8938 | 776.1429 | 192.267
[48 empty] | 6188 | 507.55 | 239.2941 | 313.0952 | 399.619 | 70.0538 | 807.9 | 1000.8182 | 201.9961 | 372.8938 | 776.1429 | 192.267
[48 empty] | 6189 | 507.55 | 239.2941 | 313.0952 | 399.619 | 70.0538 | 807.9 | 1000.8182 | 201.9961 | 372.8938 | 776.1429 | 192.267
[48 empty] | 6190 | 507.55 | 239.2941 | 313.0952 | 399.619 | 70.0538 | 807.9 | 1000.8182 | 201.9961 | 372.8938 | 776.1429 | 192.267
[48 empty] | 6191 | 507.55 | 239.2941 | 313.0952 | 399.619 | 70.0538 | 807.9 | 1000.8182 | 201.9961 | 372.8938 | 776.1429 | 192.267
[48 empty] | 6192 | 507.55 | 239.2941 | 313.0952 | 399.619 | 70.0538 | 807.9 | 1000.8182 | 201.9961 | 372.8938 | 776.1429 | 192.267
[48 empty] | 6193 | 513.4 | 239.1765 | 313.9524 | 400.2381 | 71.1154 | 804.9 | 1001.6364 | 203.2816 | 377.84 | 757.1084 | 193.1859
[48 empty] | 6194 | 513.4 | 239.1765 | 313.9524 | 400.2381 | 71.1154 | 804.9 | 1001.6364 | 203.2816 | 377.84 | 757.1084 | 193.1859
[48 empty] | 6195 | 513.4 | 239.1765 | 313.9524 | 400.2381 | 71.1154 | 804.9 | 1001.6364 | 203.2816 | 377.84 | 757.1084 | 193.1859
[48 empty] | 6196 | 513.4 | 239.1765 | 313.9524 | 400.2381 | 71.1154 | 804.9 | 1001.6364 | 203.2816 | 377.84 | 757.1084 | 193.1859
[48 empty] | 6197 | 513.4 | 239.1765 | 313.9524 | 400.2381 | 71.1154 | 804.9 | 1001.6364 | 203.2816 | 377.84 | 757.1084 | 193.1859
[48 empty] | 6198 | 513.4 | 239.1765 | 313.9524 | 400.2381 | 71.1154 | 804.9 | 1001.6364 | 203.2816 | 377.84 | 757.1084 | 193.1859
[48 empty] | 6199 | 513.4 | 239.1765 | 313.9524 | 400.2381 | 71.1154 | 804.9 | 1001.6364 | 203.2816 | 377.84 | 757.1084 | 193.1859
[48 empty] | 6200 | 513.4 | 239.1765 | 313.9524 | 400.2381 | 71.1154 | 804.9 | 1001.6364 | 203.2816 | 377.84 | 757.1084 | 193.1859
[48 empty] | 6201 | 513.4 | 239.1765 | 313.9524 | 400.2381 | 71.1154 | 804.9 | 1001.6364 | 203.2816 | 377.84 | 757.1084 | 193.1859
[48 empty] | 6202 | 513.4 | 239.1765 | 313.9524 | 400.2381 | 71.1154 | 804.9 | 1001.6364 | 203.2816 | 377.84 | 757.1084 | 193.1859
[48 empty] | 6203 | 513.4 | 239.1765 | 313.9524 | 400.2381 | 71.1154 | 804.9 | 1001.6364 | 203.2816 | 377.84 | 757.1084 | 193.1859
[48 empty] | 6204 | 513.4 | 239.1765 | 313.9524 | 400.2381 | 71.1154 | 804.9 | 1001.6364 | 203.2816 | 377.84 | 757.1084 | 193.1859
[48 empty] | 6205 | 513.4 | 239.1765 | 313.9524 | 400.2381 | 71.1154 | 804.9 | 1001.6364 | 203.2816 | 377.84 | 757.1084 | 193.1859
[48 empty] | 6206 | 513.4 | 239.1765 | 313.9524 | 400.2381 | 71.1154 | 804.9 | 1001.6364 | 203.2816 | 377.84 | 757.1084 | 193.1859
[48 empty] | 6207 | 513.4 | 239.1765 | 313.9524 | 400.2381 | 71.1154 | 804.9 | 1001.6364 | 203.2816 | 377.84 | 757.1084 | 193.1859
[48 empty] | 6208 | 513.4 | 239.1765 | 313.9524 | 400.2381 | 71.1154 | 804.9 | 1001.6364 | 203.2816 | 377.84 | 757.1084 | 193.1859
[48 empty] | 6209 | 513.4 | 239.1765 | 313.9524 | 400.2381 | 71.1154 | 804.9 | 1001.6364 | 203.2816 | 377.84 | 757.1084 | 193.1859
[48 empty] | 6210 | 513.4 | 239.1765 | 313.9524 | 400.2381 | 71.1154 | 804.9 | 1001.6364 | 203.2816 | 377.84 | 757.1084 | 193.1859
[48 empty] | 6211 | 513.4 | 239.1765 | 313.9524 | 400.2381 | 71.1154 | 804.9 | 1001.6364 | 203.2816 | 377.84 | 757.1084 | 193.1859
[48 empty] | 6212 | 513.4 | 239.1765 | 313.9524 | 400.2381 | 71.1154 | 804.9 | 1001.6364 | 203.2816 | 377.84 | 757.1084 | 193.1859
[48 empty] | 6213 | 513.4 | 239.1765 | 313.9524 | 400.2381 | 71.1154 | 804.9 | 1001.6364 | 203.2816 | 377.84 | 757.1084 | 193.1859
[48 empty] | 6214 | 513.4 | 239.1765 | 313.9524 | 400.2381 | 71.1154 | 804.9 | 1001.6364 | 203.2816 | 377.84 | 757.1084 | 193.1859
[48 empty] | 6215 | 513.4 | 239.1765 | 313.9524 | 400.2381 | 71.1154 | 804.9 | 1001.6364 | 203.2816 | 377.84 | 757.1084 | 193.1859
[48 empty] | 6216 | 513.4 | 239.1765 | 313.9524 | 400.2381 | 71.1154 | 804.9 | 1001.6364 | 203.2816 | 377.84 | 757.1084 | 193.1859
[48 empty] | 6217 | 518.1 | 238.5294 | 315.2857 | 402.3333 | 71.2385 | 804.6 | 1003.5 | 204.777 | 378.8829 | 736.9953 | 193.9252
[48 empty] | 6218 | 518.1 | 238.5294 | 315.2857 | 402.3333 | 71.2385 | 804.6 | 1003.5 | 204.777 | 378.8829 | 736.9953 | 193.9252
[48 empty] | 6219 | 518.1 | 238.5294 | 315.2857 | 402.3333 | 71.2385 | 804.6 | 1003.5 | 204.777 | 378.8829 | 736.9953 | 193.9252
[48 empty] | 6220 | 518.1 | 238.5294 | 315.2857 | 402.3333 | 71.2385 | 804.6 | 1003.5 | 204.777 | 378.8829 | 736.9953 | 193.9252
[48 empty] | 6221 | 518.1 | 238.5294 | 315.2857 | 402.3333 | 71.2385 | 804.6 | 1003.5 | 204.777 | 378.8829 | 736.9953 | 193.9252
[48 empty] | 6222 | 518.1 | 238.5294 | 315.2857 | 402.3333 | 71.2385 | 804.6 | 1003.5 | 204.777 | 378.8829 | 736.9953 | 193.9252
[48 empty] | 6223 | 518.1 | 238.5294 | 315.2857 | 402.3333 | 71.2385 | 804.6 | 1003.5 | 204.777 | 378.8829 | 736.9953 | 193.9252
[48 empty] | 6224 | 518.1 | 238.5294 | 315.2857 | 402.3333 | 71.2385 | 804.6 | 1003.5 | 204.777 | 378.8829 | 736.9953 | 193.9252
[48 empty] | 6225 | 518.1 | 238.5294 | 315.2857 | 402.3333 | 71.2385 | 804.6 | 1003.5 | 204.777 | 378.8829 | 736.9953 | 193.9252
[48 empty] | 6226 | 518.1 | 238.5294 | 315.2857 | 402.3333 | 71.2385 | 804.6 | 1003.5 | 204.777 | 378.8829 | 736.9953 | 193.9252
[48 empty] | 6227 | 518.1 | 238.5294 | 315.2857 | 402.3333 | 71.2385 | 804.6 | 1003.5 | 204.777 | 378.8829 | 736.9953 | 193.9252
[48 empty] | 6228 | 518.1 | 238.5294 | 315.2857 | 402.3333 | 71.2385 | 804.6 | 1003.5 | 204.777 | 378.8829 | 736.9953 | 193.9252
[48 empty] | 6229 | 518.1 | 238.5294 | 315.2857 | 402.3333 | 71.2385 | 804.6 | 1003.5 | 204.777 | 378.8829 | 736.9953 | 193.9252
[48 empty] | 6230 | 518.1 | 238.5294 | 315.2857 | 402.3333 | 71.2385 | 804.6 | 1003.5 | 204.777 | 378.8829 | 736.9953 | 193.9252
[48 empty] | 6231 | 518.1 | 238.5294 | 315.2857 | 402.3333 | 71.2385 | 804.6 | 1003.5 | 204.777 | 378.8829 | 736.9953 | 193.9252
[48 empty] | 6232 | 518.1 | 238.5294 | 315.2857 | 402.3333 | 71.2385 | 804.6 | 1003.5 | 204.777 | 378.8829 | 736.9953 | 193.9252
[48 empty] | 6233 | 518.1 | 238.5294 | 315.2857 | 402.3333 | 71.2385 | 804.6 | 1003.5 | 204.777 | 378.8829 | 736.9953 | 193.9252
[48 empty] | 6234 | 518.1 | 238.5294 | 315.2857 | 402.3333 | 71.2385 | 804.6 | 1003.5 | 204.777 | 378.8829 | 736.9953 | 193.9252
[48 empty] | 6235 | 518.1 | 238.5294 | 315.2857 | 402.3333 | 71.2385 | 804.6 | 1003.5 | 204.777 | 378.8829 | 736.9953 | 193.9252
[48 empty] | 6236 | 518.1 | 238.5294 | 315.2857 | 402.3333 | 71.2385 | 804.6 | 1003.5 | 204.777 | 378.8829 | 736.9953 | 193.9252
[48 empty] | 6237 | 518.1 | 238.5294 | 315.2857 | 402.3333 | 71.2385 | 804.6 | 1003.5 | 204.777 | 378.8829 | 736.9953 | 193.9252
[48 empty] | 6238 | 518.1 | 238.5294 | 315.2857 | 402.3333 | 71.2385 | 804.6 | 1003.5 | 204.777 | 378.8829 | 736.9953 | 193.9252
[48 empty] | 6239 | 518.1 | 238.5294 | 315.2857 | 402.3333 | 71.2385 | 804.6 | 1003.5 | 204.777 | 378.8829 | 736.9953 | 193.9252
[48 empty] | 6240 | 518.1 | 238.5294 | 315.2857 | 402.3333 | 71.2385 | 804.6 | 1003.5 | 204.777 | 378.8829 | 736.9953 | 193.9252
[48 empty] | 6241 | 522.05 | 238 | 315.9524 | 403.9524 | 70.8462 | 799.8 | 1000.7727 | 204.378 | 376.6528 | 755.3695 | 193.1268
[48 empty] | 6242 | 522.05 | 238 | 315.9524 | 403.9524 | 70.8462 | 799.8 | 1000.7727 | 204.378 | 376.6528 | 755.3695 | 193.1268
[48 empty] | 6243 | 522.05 | 238 | 315.9524 | 403.9524 | 70.8462 | 799.8 | 1000.7727 | 204.378 | 376.6528 | 755.3695 | 193.1268
[48 empty] | 6244 | 522.05 | 238 | 315.9524 | 403.9524 | 70.8462 | 799.8 | 1000.7727 | 204.378 | 376.6528 | 755.3695 | 193.1268
[48 empty] | 6245 | 522.05 | 238 | 315.9524 | 403.9524 | 70.8462 | 799.8 | 1000.7727 | 204.378 | 376.6528 | 755.3695 | 193.1268
[48 empty] | 6246 | 522.05 | 238 | 315.9524 | 403.9524 | 70.8462 | 799.8 | 1000.7727 | 204.378 | 376.6528 | 755.3695 | 193.1268
[48 empty] | 6247 | 522.05 | 238 | 315.9524 | 403.9524 | 70.8462 | 799.8 | 1000.7727 | 204.378 | 376.6528 | 755.3695 | 193.1268
[48 empty] | 6248 | 522.05 | 238 | 315.9524 | 403.9524 | 70.8462 | 799.8 | 1000.7727 | 204.378 | 376.6528 | 755.3695 | 193.1268
[48 empty] | 6249 | 522.05 | 238 | 315.9524 | 403.9524 | 70.8462 | 799.8 | 1000.7727 | 204.378 | 376.6528 | 755.3695 | 193.1268
[48 empty] | 6250 | 522.05 | 238 | 315.9524 | 403.9524 | 70.8462 | 799.8 | 1000.7727 | 204.378 | 376.6528 | 755.3695 | 193.1268
[48 empty] | 6251 | 522.05 | 238 | 315.9524 | 403.9524 | 70.8462 | 799.8 | 1000.7727 | 204.378 | 376.6528 | 755.3695 | 193.1268
[48 empty] | 6252 | 522.05 | 238 | 315.9524 | 403.9524 | 70.8462 | 799.8 | 1000.7727 | 204.378 | 376.6528 | 755.3695 | 193.1268
[48 empty] | 6253 | 522.05 | 238 | 315.9524 | 403.9524 | 70.8462 | 799.8 | 1000.7727 | 204.378 | 376.6528 | 755.3695 | 193.1268
[48 empty] | 6254 | 522.05 | 238 | 315.9524 | 403.9524 | 70.8462 | 799.8 | 1000.7727 | 204.378 | 376.6528 | 755.3695 | 193.1268
[48 empty] | 6255 | 522.05 | 238 | 315.9524 | 403.9524 | 70.8462 | 799.8 | 1000.7727 | 204.378 | 376.6528 | 755.3695 | 193.1268
[48 empty] | 6256 | 522.05 | 238 | 315.9524 | 403.9524 | 70.8462 | 799.8 | 1000.7727 | 204.378 | 376.6528 | 755.3695 | 193.1268
[48 empty] | 6257 | 522.05 | 238 | 315.9524 | 403.9524 | 70.8462 | 799.8 | 1000.7727 | 204.378 | 376.6528 | 755.3695 | 193.1268
[48 empty] | 6258 | 522.05 | 238 | 315.9524 | 403.9524 | 70.8462 | 799.8 | 1000.7727 | 204.378 | 376.6528 | 755.3695 | 193.1268
[48 empty] | 6259 | 522.05 | 238 | 315.9524 | 403.9524 | 70.8462 | 799.8 | 1000.7727 | 204.378 | 376.6528 | 755.3695 | 193.1268
[48 empty] | 6260 | 522.05 | 238 | 315.9524 | 403.9524 | 70.8462 | 799.8 | 1000.7727 | 204.378 | 376.6528 | 755.3695 | 193.1268
[48 empty] | 6261 | 522.05 | 238 | 315.9524 | 403.9524 | 70.8462 | 799.8 | 1000.7727 | 204.378 | 376.6528 | 755.3695 | 193.1268
[48 empty] | 6262 | 522.05 | 238 | 315.9524 | 403.9524 | 70.8462 | 799.8 | 1000.7727 | 204.378 | 376.6528 | 755.3695 | 193.1268
[48 empty] | 6263 | 522.05 | 238 | 315.9524 | 403.9524 | 70.8462 | 799.8 | 1000.7727 | 204.378 | 376.6528 | 755.3695 | 193.1268
[48 empty] | 6264 | 522.05 | 238 | 315.9524 | 403.9524 | 70.8462 | 799.8 | 1000.7727 | 204.378 | 376.6528 | 755.3695 | 193.1268
[48 empty] | 6265 | 522 | 238.1765 | 317.1429 | 405.5238 | 70.8769 | 793.75 | 997.6818 | 204.5464 | 374.8179 | 779.1514 | 190.6596
[48 empty] | 6266 | 522 | 238.1765 | 317.1429 | 405.5238 | 70.8769 | 793.75 | 997.6818 | 204.5464 | 374.8179 | 779.1514 | 190.6596
[48 empty] | 6267 | 522 | 238.1765 | 317.1429 | 405.5238 | 70.8769 | 793.75 | 997.6818 | 204.5464 | 374.8179 | 779.1514 | 190.6596
[48 empty] | 6268 | 522 | 238.1765 | 317.1429 | 405.5238 | 70.8769 | 793.75 | 997.6818 | 204.5464 | 374.8179 | 779.1514 | 190.6596
[48 empty] | 6269 | 522 | 238.1765 | 317.1429 | 405.5238 | 70.8769 | 793.75 | 997.6818 | 204.5464 | 374.8179 | 779.1514 | 190.6596
[48 empty] | 6270 | 522 | 238.1765 | 317.1429 | 405.5238 | 70.8769 | 793.75 | 997.6818 | 204.5464 | 374.8179 | 779.1514 | 190.6596
[48 empty] | 6271 | 522 | 238.1765 | 317.1429 | 405.5238 | 70.8769 | 793.75 | 997.6818 | 204.5464 | 374.8179 | 779.1514 | 190.6596
[48 empty] | 6272 | 522 | 238.1765 | 317.1429 | 405.5238 | 70.8769 | 793.75 | 997.6818 | 204.5464 | 374.8179 | 779.1514 | 190.6596
[48 empty] | 6273 | 522 | 238.1765 | 317.1429 | 405.5238 | 70.8769 | 793.75 | 997.6818 | 204.5464 | 374.8179 | 779.1514 | 190.6596
[48 empty] | 6274 | 522 | 238.1765 | 317.1429 | 405.5238 | 70.8769 | 793.75 | 997.6818 | 204.5464 | 374.8179 | 779.1514 | 190.6596
[48 empty] | 6275 | 522 | 238.1765 | 317.1429 | 405.5238 | 70.8769 | 793.75 | 997.6818 | 204.5464 | 374.8179 | 779.1514 | 190.6596
[48 empty] | 6276 | 522 | 238.1765 | 317.1429 | 405.5238 | 70.8769 | 793.75 | 997.6818 | 204.5464 | 374.8179 | 779.1514 | 190.6596
[48 empty] | 6277 | 522 | 238.1765 | 317.1429 | 405.5238 | 70.8769 | 793.75 | 997.6818 | 204.5464 | 374.8179 | 779.1514 | 190.6596
[48 empty] | 6278 | 522 | 238.1765 | 317.1429 | 405.5238 | 70.8769 | 793.75 | 997.6818 | 204.5464 | 374.8179 | 779.1514 | 190.6596
[48 empty] | 6279 | 522 | 238.1765 | 317.1429 | 405.5238 | 70.8769 | 793.75 | 997.6818 | 204.5464 | 374.8179 | 779.1514 | 190.6596
[48 empty] | 6280 | 522 | 238.1765 | 317.1429 | 405.5238 | 70.8769 | 793.75 | 997.6818 | 204.5464 | 374.8179 | 779.1514 | 190.6596
[48 empty] | 6281 | 522 | 238.1765 | 317.1429 | 405.5238 | 70.8769 | 793.75 | 997.6818 | 204.5464 | 374.8179 | 779.1514 | 190.6596
[48 empty] | 6282 | 522 | 238.1765 | 317.1429 | 405.5238 | 70.8769 | 793.75 | 997.6818 | 204.5464 | 374.8179 | 779.1514 | 190.6596
[48 empty] | 6283 | 522 | 238.1765 | 317.1429 | 405.5238 | 70.8769 | 793.75 | 997.6818 | 204.5464 | 374.8179 | 779.1514 | 190.6596
[48 empty] | 6284 | 522 | 238.1765 | 317.1429 | 405.5238 | 70.8769 | 793.75 | 997.6818 | 204.5464 | 374.8179 | 779.1514 | 190.6596
[48 empty] | 6285 | 522 | 238.1765 | 317.1429 | 405.5238 | 70.8769 | 793.75 | 997.6818 | 204.5464 | 374.8179 | 779.1514 | 190.6596
[48 empty] | 6286 | 522 | 238.1765 | 317.1429 | 405.5238 | 70.8769 | 793.75 | 997.6818 | 204.5464 | 374.8179 | 779.1514 | 190.6596
[48 empty] | 6287 | 522 | 238.1765 | 317.1429 | 405.5238 | 70.8769 | 793.75 | 997.6818 | 204.5464 | 374.8179 | 779.1514 | 190.6596
[48 empty] | 6288 | 522 | 238.1765 | 317.1429 | 405.5238 | 70.8769 | 793.75 | 997.6818 | 204.5464 | 374.8179 | 779.1514 | 190.6596
[48 empty] | 6289 | 524.5 | 238.6471 | 317.4286 | 406.8571 | 70.9154 | 787.15 | 997.1818 | 204.8586 | 375.2588 | 792.5422 | 186.8999
[48 empty] | 6290 | 524.5 | 238.6471 | 317.4286 | 406.8571 | 70.9154 | 787.15 | 997.1818 | 204.8586 | 375.2588 | 792.5422 | 186.8999
[48 empty] | 6291 | 524.5 | 238.6471 | 317.4286 | 406.8571 | 70.9154 | 787.15 | 997.1818 | 204.8586 | 375.2588 | 792.5422 | 186.8999
[48 empty] | 6292 | 524.5 | 238.6471 | 317.4286 | 406.8571 | 70.9154 | 787.15 | 997.1818 | 204.8586 | 375.2588 | 792.5422 | 186.8999
[48 empty] | 6293 | 524.5 | 238.6471 | 317.4286 | 406.8571 | 70.9154 | 787.15 | 997.1818 | 204.8586 | 375.2588 | 792.5422 | 186.8999
[48 empty] | 6294 | 524.5 | 238.6471 | 317.4286 | 406.8571 | 70.9154 | 787.15 | 997.1818 | 204.8586 | 375.2588 | 792.5422 | 186.8999
[48 empty] | 6295 | 524.5 | 238.6471 | 317.4286 | 406.8571 | 70.9154 | 787.15 | 997.1818 | 204.8586 | 375.2588 | 792.5422 | 186.8999
[48 empty] | 6296 | 524.5 | 238.6471 | 317.4286 | 406.8571 | 70.9154 | 787.15 | 997.1818 | 204.8586 | 375.2588 | 792.5422 | 186.8999
[48 empty] | 6297 | 524.5 | 238.6471 | 317.4286 | 406.8571 | 70.9154 | 787.15 | 997.1818 | 204.8586 | 375.2588 | 792.5422 | 186.8999
[48 empty] | 6298 | 524.5 | 238.6471 | 317.4286 | 406.8571 | 70.9154 | 787.15 | 997.1818 | 204.8586 | 375.2588 | 792.5422 | 186.8999
[48 empty] | 6299 | 524.5 | 238.6471 | 317.4286 | 406.8571 | 70.9154 | 787.15 | 997.1818 | 204.8586 | 375.2588 | 792.5422 | 186.8999
[48 empty] | 6300 | 524.5 | 238.6471 | 317.4286 | 406.8571 | 70.9154 | 787.15 | 997.1818 | 204.8586 | 375.2588 | 792.5422 | 186.8999
[48 empty] | 6301 | 524.5 | 238.6471 | 317.4286 | 406.8571 | 70.9154 | 787.15 | 997.1818 | 204.8586 | 375.2588 | 792.5422 | 186.8999
[48 empty] | 6302 | 524.5 | 238.6471 | 317.4286 | 406.8571 | 70.9154 | 787.15 | 997.1818 | 204.8586 | 375.2588 | 792.5422 | 186.8999
[48 empty] | 6303 | 524.5 | 238.6471 | 317.4286 | 406.8571 | 70.9154 | 787.15 | 997.1818 | 204.8586 | 375.2588 | 792.5422 | 186.8999
[48 empty] | 6304 | 524.5 | 238.6471 | 317.4286 | 406.8571 | 70.9154 | 787.15 | 997.1818 | 204.8586 | 375.2588 | 792.5422 | 186.8999
[48 empty] | 6305 | 524.5 | 238.6471 | 317.4286 | 406.8571 | 70.9154 | 787.15 | 997.1818 | 204.8586 | 375.2588 | 792.5422 | 186.8999
[48 empty] | 6306 | 524.5 | 238.6471 | 317.4286 | 406.8571 | 70.9154 | 787.15 | 997.1818 | 204.8586 | 375.2588 | 792.5422 | 186.8999
[48 empty] | 6307 | 524.5 | 238.6471 | 317.4286 | 406.8571 | 70.9154 | 787.15 | 997.1818 | 204.8586 | 375.2588 | 792.5422 | 186.8999
[48 empty] | 6308 | 524.5 | 238.6471 | 317.4286 | 406.8571 | 70.9154 | 787.15 | 997.1818 | 204.8586 | 375.2588 | 792.5422 | 186.8999
[48 empty] | 6309 | 524.5 | 238.6471 | 317.4286 | 406.8571 | 70.9154 | 787.15 | 997.1818 | 204.8586 | 375.2588 | 792.5422 | 186.8999
[48 empty] | 6310 | 524.5 | 238.6471 | 317.4286 | 406.8571 | 70.9154 | 787.15 | 997.1818 | 204.8586 | 375.2588 | 792.5422 | 186.8999
[48 empty] | 6311 | 524.5 | 238.6471 | 317.4286 | 406.8571 | 70.9154 | 787.15 | 997.1818 | 204.8586 | 375.2588 | 792.5422 | 186.8999
[48 empty] | 6312 | 524.5 | 238.6471 | 317.4286 | 406.8571 | 70.9154 | 787.15 | 997.1818 | 204.8586 | 375.2588 | 792.5422 | 186.8999
[48 empty] | 6313 | 525.2 | 237.6471 | 318.0952 | 408.1429 | 69.0071 | 780.35 | 995.7273 | 205.926 | 376.7548 | 809.1485 | 184.3759
[48 empty] | 6314 | 525.2 | 237.6471 | 318.0952 | 408.1429 | 69.0071 | 780.35 | 995.7273 | 205.926 | 376.7548 | 809.1485 | 184.3759
[48 empty] | 6315 | 525.2 | 237.6471 | 318.0952 | 408.1429 | 69.0071 | 780.35 | 995.7273 | 205.926 | 376.7548 | 809.1485 | 184.3759
[48 empty] | 6316 | 525.2 | 237.6471 | 318.0952 | 408.1429 | 69.0071 | 780.35 | 995.7273 | 205.926 | 376.7548 | 809.1485 | 184.3759
[48 empty] | 6317 | 525.2 | 237.6471 | 318.0952 | 408.1429 | 69.0071 | 780.35 | 995.7273 | 205.926 | 376.7548 | 809.1485 | 184.3759
[48 empty] | 6318 | 525.2 | 237.6471 | 318.0952 | 408.1429 | 69.0071 | 780.35 | 995.7273 | 205.926 | 376.7548 | 809.1485 | 184.3759
[48 empty] | 6319 | 525.2 | 237.6471 | 318.0952 | 408.1429 | 69.0071 | 780.35 | 995.7273 | 205.926 | 376.7548 | 809.1485 | 184.3759
[48 empty] | 6320 | 525.2 | 237.6471 | 318.0952 | 408.1429 | 69.0071 | 780.35 | 995.7273 | 205.926 | 376.7548 | 809.1485 | 184.3759
[48 empty] | 6321 | 525.2 | 237.6471 | 318.0952 | 408.1429 | 69.0071 | 780.35 | 995.7273 | 205.926 | 376.7548 | 809.1485 | 184.3759
[48 empty] | 6322 | 525.2 | 237.6471 | 318.0952 | 408.1429 | 69.0071 | 780.35 | 995.7273 | 205.926 | 376.7548 | 809.1485 | 184.3759
[48 empty] | 6323 | 525.2 | 237.6471 | 318.0952 | 408.1429 | 69.0071 | 780.35 | 995.7273 | 205.926 | 376.7548 | 809.1485 | 184.3759
[48 empty] | 6324 | 525.2 | 237.6471 | 318.0952 | 408.1429 | 69.0071 | 780.35 | 995.7273 | 205.926 | 376.7548 | 809.1485 | 184.3759
[48 empty] | 6325 | 525.2 | 237.6471 | 318.0952 | 408.1429 | 69.0071 | 780.35 | 995.7273 | 205.926 | 376.7548 | 809.1485 | 184.3759
[48 empty] | 6326 | 525.2 | 237.6471 | 318.0952 | 408.1429 | 69.0071 | 780.35 | 995.7273 | 205.926 | 376.7548 | 809.1485 | 184.3759
[48 empty] | 6327 | 525.2 | 237.6471 | 318.0952 | 408.1429 | 69.0071 | 780.35 | 995.7273 | 205.926 | 376.7548 | 809.1485 | 184.3759
[48 empty] | 6328 | 525.2 | 237.6471 | 318.0952 | 408.1429 | 69.0071 | 780.35 | 995.7273 | 205.926 | 376.7548 | 809.1485 | 184.3759
[48 empty] | 6329 | 525.2 | 237.6471 | 318.0952 | 408.1429 | 69.0071 | 780.35 | 995.7273 | 205.926 | 376.7548 | 809.1485 | 184.3759
[48 empty] | 6330 | 525.2 | 237.6471 | 318.0952 | 408.1429 | 69.0071 | 780.35 | 995.7273 | 205.926 | 376.7548 | 809.1485 | 184.3759
[48 empty] | 6331 | 525.2 | 237.6471 | 318.0952 | 408.1429 | 69.0071 | 780.35 | 995.7273 | 205.926 | 376.7548 | 809.1485 | 184.3759
[48 empty] | 6332 | 525.2 | 237.6471 | 318.0952 | 408.1429 | 69.0071 | 780.35 | 995.7273 | 205.926 | 376.7548 | 809.1485 | 184.3759
[48 empty] | 6333 | 525.2 | 237.6471 | 318.0952 | 408.1429 | 69.0071 | 780.35 | 995.7273 | 205.926 | 376.7548 | 809.1485 | 184.3759
[48 empty] | 6334 | 525.2 | 237.6471 | 318.0952 | 408.1429 | 69.0071 | 780.35 | 995.7273 | 205.926 | 376.7548 | 809.1485 | 184.3759
[48 empty] | 6335 | 525.2 | 237.6471 | 318.0952 | 408.1429 | 69.0071 | 780.35 | 995.7273 | 205.926 | 376.7548 | 809.1485 | 184.3759
[48 empty] | 6336 | 525.2 | 237.6471 | 318.0952 | 408.1429 | 69.0071 | 780.35 | 995.7273 | 205.926 | 376.7548 | 809.1485 | 184.3759
[48 empty] | 6337 | 527.5 | 237.4706 | 318.9048 | 408.0476 | 71.0769 | 775.2 | 994.7727 | 205.9786 | 375.687 | 814.0274 | 185.154
[48 empty] | 6338 | 527.5 | 237.4706 | 318.9048 | 408.0476 | 71.0769 | 775.2 | 994.7727 | 205.9786 | 375.687 | 814.0274 | 185.154
[48 empty] | 6339 | 527.5 | 237.4706 | 318.9048 | 408.0476 | 71.0769 | 775.2 | 994.7727 | 205.9786 | 375.687 | 814.0274 | 185.154
[48 empty] | 6340 | 527.5 | 237.4706 | 318.9048 | 408.0476 | 71.0769 | 775.2 | 994.7727 | 205.9786 | 375.687 | 814.0274 | 185.154
[48 empty] | 6341 | 527.5 | 237.4706 | 318.9048 | 408.0476 | 71.0769 | 775.2 | 994.7727 | 205.9786 | 375.687 | 814.0274 | 185.154
[48 empty] | 6342 | 527.5 | 237.4706 | 318.9048 | 408.0476 | 71.0769 | 775.2 | 994.7727 | 205.9786 | 375.687 | 814.0274 | 185.154
[48 empty] | 6343 | 527.5 | 237.4706 | 318.9048 | 408.0476 | 71.0769 | 775.2 | 994.7727 | 205.9786 | 375.687 | 814.0274 | 185.154
[48 empty] | 6344 | 527.5 | 237.4706 | 318.9048 | 408.0476 | 71.0769 | 775.2 | 994.7727 | 205.9786 | 375.687 | 814.0274 | 185.154
[48 empty] | 6345 | 527.5 | 237.4706 | 318.9048 | 408.0476 | 71.0769 | 775.2 | 994.7727 | 205.9786 | 375.687 | 814.0274 | 185.154
[48 empty] | 6346 | 527.5 | 237.4706 | 318.9048 | 408.0476 | 71.0769 | 775.2 | 994.7727 | 205.9786 | 375.687 | 814.0274 | 185.154
[48 empty] | 6347 | 527.5 | 237.4706 | 318.9048 | 408.0476 | 71.0769 | 775.2 | 994.7727 | 205.9786 | 375.687 | 814.0274 | 185.154
[48 empty] | 6348 | 527.5 | 237.4706 | 318.9048 | 408.0476 | 71.0769 | 775.2 | 994.7727 | 205.9786 | 375.687 | 814.0274 | 185.154
[48 empty] | 6349 | 527.5 | 237.4706 | 318.9048 | 408.0476 | 71.0769 | 775.2 | 994.7727 | 205.9786 | 375.687 | 814.0274 | 185.154
[48 empty] | 6350 | 527.5 | 237.4706 | 318.9048 | 408.0476 | 71.0769 | 775.2 | 994.7727 | 205.9786 | 375.687 | 814.0274 | 185.154
[48 empty] | 6351 | 527.5 | 237.4706 | 318.9048 | 408.0476 | 71.0769 | 775.2 | 994.7727 | 205.9786 | 375.687 | 814.0274 | 185.154
[48 empty] | 6352 | 527.5 | 237.4706 | 318.9048 | 408.0476 | 71.0769 | 775.2 | 994.7727 | 205.9786 | 375.687 | 814.0274 | 185.154
[48 empty] | 6353 | 527.5 | 237.4706 | 318.9048 | 408.0476 | 71.0769 | 775.2 | 994.7727 | 205.9786 | 375.687 | 814.0274 | 185.154
[48 empty] | 6354 | 527.5 | 237.4706 | 318.9048 | 408.0476 | 71.0769 | 775.2 | 994.7727 | 205.9786 | 375.687 | 814.0274 | 185.154
[48 empty] | 6355 | 527.5 | 237.4706 | 318.9048 | 408.0476 | 71.0769 | 775.2 | 994.7727 | 205.9786 | 375.687 | 814.0274 | 185.154
[48 empty] | 6356 | 527.5 | 237.4706 | 318.9048 | 408.0476 | 71.0769 | 775.2 | 994.7727 | 205.9786 | 375.687 | 814.0274 | 185.154
[48 empty] | 6357 | 527.5 | 237.4706 | 318.9048 | 408.0476 | 71.0769 | 775.2 | 994.7727 | 205.9786 | 375.687 | 814.0274 | 185.154
[48 empty] | 6358 | 527.5 | 237.4706 | 318.9048 | 408.0476 | 71.0769 | 775.2 | 994.7727 | 205.9786 | 375.687 | 814.0274 | 185.154
[48 empty] | 6359 | 527.5 | 237.4706 | 318.9048 | 408.0476 | 71.0769 | 775.2 | 994.7727 | 205.9786 | 375.687 | 814.0274 | 185.154
[48 empty] | 6360 | 527.5 | 237.4706 | 318.9048 | 408.0476 | 71.0769 | 775.2 | 994.7727 | 205.9786 | 375.687 | 814.0274 | 185.154
[48 empty] | 6361 | 527.65 | 235.0588 | 320.0476 | 408.7143 | 74.8 | 773.5 | 993 | 207.0602 | 378.87 | 811.8493 | 188.26
[48 empty] | 6362 | 527.65 | 235.0588 | 320.0476 | 408.7143 | 74.8 | 773.5 | 993 | 207.0602 | 378.87 | 811.8493 | 188.26
[48 empty] | 6363 | 527.65 | 235.0588 | 320.0476 | 408.7143 | 74.8 | 773.5 | 993 | 207.0602 | 378.87 | 811.8493 | 188.26
[48 empty] | 6364 | 527.65 | 235.0588 | 320.0476 | 408.7143 | 74.8 | 773.5 | 993 | 207.0602 | 378.87 | 811.8493 | 188.26
[48 empty] | 6365 | 527.65 | 235.0588 | 320.0476 | 408.7143 | 74.8 | 773.5 | 993 | 207.0602 | 378.87 | 811.8493 | 188.26
[48 empty] | 6366 | 527.65 | 235.0588 | 320.0476 | 408.7143 | 74.8 | 773.5 | 993 | 207.0602 | 378.87 | 811.8493 | 188.26
[48 empty] | 6367 | 527.65 | 235.0588 | 320.0476 | 408.7143 | 74.8 | 773.5 | 993 | 207.0602 | 378.87 | 811.8493 | 188.26
[48 empty] | 6368 | 527.65 | 235.0588 | 320.0476 | 408.7143 | 74.8 | 773.5 | 993 | 207.0602 | 378.87 | 811.8493 | 188.26
[48 empty] | 6369 | 527.65 | 235.0588 | 320.0476 | 408.7143 | 74.8 | 773.5 | 993 | 207.0602 | 378.87 | 811.8493 | 188.26
[48 empty] | 6370 | 527.65 | 235.0588 | 320.0476 | 408.7143 | 74.8 | 773.5 | 993 | 207.0602 | 378.87 | 811.8493 | 188.26
[48 empty] | 6371 | 527.65 | 235.0588 | 320.0476 | 408.7143 | 74.8 | 773.5 | 993 | 207.0602 | 378.87 | 811.8493 | 188.26
[48 empty] | 6372 | 527.65 | 235.0588 | 320.0476 | 408.7143 | 74.8 | 773.5 | 993 | 207.0602 | 378.87 | 811.8493 | 188.26
[48 empty] | 6373 | 527.65 | 235.0588 | 320.0476 | 408.7143 | 74.8 | 773.5 | 993 | 207.0602 | 378.87 | 811.8493 | 188.26
[48 empty] | 6374 | 527.65 | 235.0588 | 320.0476 | 408.7143 | 74.8 | 773.5 | 993 | 207.0602 | 378.87 | 811.8493 | 188.26
[48 empty] | 6375 | 527.65 | 235.0588 | 320.0476 | 408.7143 | 74.8 | 773.5 | 993 | 207.0602 | 378.87 | 811.8493 | 188.26
[48 empty] | 6376 | 527.65 | 235.0588 | 320.0476 | 408.7143 | 74.8 | 773.5 | 993 | 207.0602 | 378.87 | 811.8493 | 188.26
[48 empty] | 6377 | 527.65 | 235.0588 | 320.0476 | 408.7143 | 74.8 | 773.5 | 993 | 207.0602 | 378.87 | 811.8493 | 188.26
[48 empty] | 6378 | 527.65 | 235.0588 | 320.0476 | 408.7143 | 74.8 | 773.5 | 993 | 207.0602 | 378.87 | 811.8493 | 188.26
[48 empty] | 6379 | 527.65 | 235.0588 | 320.0476 | 408.7143 | 74.8 | 773.5 | 993 | 207.0602 | 378.87 | 811.8493 | 188.26
[48 empty] | 6380 | 527.65 | 235.0588 | 320.0476 | 408.7143 | 74.8 | 773.5 | 993 | 207.0602 | 378.87 | 811.8493 | 188.26
[48 empty] | 6381 | 527.65 | 235.0588 | 320.0476 | 408.7143 | 74.8 | 773.5 | 993 | 207.0602 | 378.87 | 811.8493 | 188.26
[48 empty] | 6382 | 527.65 | 235.0588 | 320.0476 | 408.7143 | 74.8 | 773.5 | 993 | 207.0602 | 378.87 | 811.8493 | 188.26
[48 empty] | 6383 | 527.65 | 235.0588 | 320.0476 | 408.7143 | 74.8 | 773.5 | 993 | 207.0602 | 378.87 | 811.8493 | 188.26
[48 empty] | 6384 | 527.65 | 235.0588 | 320.0476 | 408.7143 | 74.8 | 773.5 | 993 | 207.0602 | 378.87 | 811.8493 | 188.26
[48 empty] | 6385 | 528.15 | 236.8824 | 321.381 | 410.2857 | 76.0214 | 773.9 | 993.0455 | 208.0572 | 382.7856 | 807.1757 | 191.0252
[48 empty] | 6386 | 528.15 | 236.8824 | 321.381 | 410.2857 | 76.0214 | 773.9 | 993.0455 | 208.0572 | 382.7856 | 807.1757 | 191.0252
[48 empty] | 6387 | 528.15 | 236.8824 | 321.381 | 410.2857 | 76.0214 | 773.9 | 993.0455 | 208.0572 | 382.7856 | 807.1757 | 191.0252
[48 empty] | 6388 | 528.15 | 236.8824 | 321.381 | 410.2857 | 76.0214 | 773.9 | 993.0455 | 208.0572 | 382.7856 | 807.1757 | 191.0252
[48 empty] | 6389 | 528.15 | 236.8824 | 321.381 | 410.2857 | 76.0214 | 773.9 | 993.0455 | 208.0572 | 382.7856 | 807.1757 | 191.0252
[48 empty] | 6390 | 528.15 | 236.8824 | 321.381 | 410.2857 | 76.0214 | 773.9 | 993.0455 | 208.0572 | 382.7856 | 807.1757 | 191.0252
[48 empty] | 6391 | 528.15 | 236.8824 | 321.381 | 410.2857 | 76.0214 | 773.9 | 993.0455 | 208.0572 | 382.7856 | 807.1757 | 191.0252
[48 empty] | 6392 | 528.15 | 236.8824 | 321.381 | 410.2857 | 76.0214 | 773.9 | 993.0455 | 208.0572 | 382.7856 | 807.1757 | 191.0252
[48 empty] | 6393 | 528.15 | 236.8824 | 321.381 | 410.2857 | 76.0214 | 773.9 | 993.0455 | 208.0572 | 382.7856 | 807.1757 | 191.0252
[48 empty] | 6394 | 528.15 | 236.8824 | 321.381 | 410.2857 | 76.0214 | 773.9 | 993.0455 | 208.0572 | 382.7856 | 807.1757 | 191.0252
[48 empty] | 6395 | 528.15 | 236.8824 | 321.381 | 410.2857 | 76.0214 | 773.9 | 993.0455 | 208.0572 | 382.7856 | 807.1757 | 191.0252
[48 empty] | 6396 | 528.15 | 236.8824 | 321.381 | 410.2857 | 76.0214 | 773.9 | 993.0455 | 208.0572 | 382.7856 | 807.1757 | 191.0252
[48 empty] | 6397 | 528.15 | 236.8824 | 321.381 | 410.2857 | 76.0214 | 773.9 | 993.0455 | 208.0572 | 382.7856 | 807.1757 | 191.0252
[48 empty] | 6398 | 528.15 | 236.8824 | 321.381 | 410.2857 | 76.0214 | 773.9 | 993.0455 | 208.0572 | 382.7856 | 807.1757 | 191.0252
[48 empty] | 6399 | 528.15 | 236.8824 | 321.381 | 410.2857 | 76.0214 | 773.9 | 993.0455 | 208.0572 | 382.7856 | 807.1757 | 191.0252
[48 empty] | 6400 | 528.15 | 236.8824 | 321.381 | 410.2857 | 76.0214 | 773.9 | 993.0455 | 208.0572 | 382.7856 | 807.1757 | 191.0252
[48 empty] | 6401 | 528.15 | 236.8824 | 321.381 | 410.2857 | 76.0214 | 773.9 | 993.0455 | 208.0572 | 382.7856 | 807.1757 | 191.0252
[48 empty] | 6402 | 528.15 | 236.8824 | 321.381 | 410.2857 | 76.0214 | 773.9 | 993.0455 | 208.0572 | 382.7856 | 807.1757 | 191.0252
[48 empty] | 6403 | 528.15 | 236.8824 | 321.381 | 410.2857 | 76.0214 | 773.9 | 993.0455 | 208.0572 | 382.7856 | 807.1757 | 191.0252
[48 empty] | 6404 | 528.15 | 236.8824 | 321.381 | 410.2857 | 76.0214 | 773.9 | 993.0455 | 208.0572 | 382.7856 | 807.1757 | 191.0252
[48 empty] | 6405 | 528.15 | 236.8824 | 321.381 | 410.2857 | 76.0214 | 773.9 | 993.0455 | 208.0572 | 382.7856 | 807.1757 | 191.0252
[48 empty] | 6406 | 528.15 | 236.8824 | 321.381 | 410.2857 | 76.0214 | 773.9 | 993.0455 | 208.0572 | 382.7856 | 807.1757 | 191.0252
[48 empty] | 6407 | 528.15 | 236.8824 | 321.381 | 410.2857 | 76.0214 | 773.9 | 993.0455 | 208.0572 | 382.7856 | 807.1757 | 191.0252
[48 empty] | 6408 | 528.15 | 236.8824 | 321.381 | 410.2857 | 76.0214 | 773.9 | 993.0455 | 208.0572 | 382.7856 | 807.1757 | 191.0252
[48 empty] | 6409 | 531.9 | 236.4706 | 322.8095 | 412.0476 | 82.0385 | 757.5238 | 994.8182 | 209.7073 | 386.5379 | 793.2769 | 192.4393
[48 empty] | 6410 | 531.9 | 236.4706 | 322.8095 | 412.0476 | 82.0385 | 757.5238 | 994.8182 | 209.7073 | 386.5379 | 793.2769 | 192.4393
[48 empty] | 6411 | 531.9 | 236.4706 | 322.8095 | 412.0476 | 82.0385 | 757.5238 | 994.8182 | 209.7073 | 386.5379 | 793.2769 | 192.4393
[48 empty] | 6412 | 531.9 | 236.4706 | 322.8095 | 412.0476 | 82.0385 | 757.5238 | 994.8182 | 209.7073 | 386.5379 | 793.2769 | 192.4393
[48 empty] | 6413 | 531.9 | 236.4706 | 322.8095 | 412.0476 | 82.0385 | 757.5238 | 994.8182 | 209.7073 | 386.5379 | 793.2769 | 192.4393
[48 empty] | 6414 | 531.9 | 236.4706 | 322.8095 | 412.0476 | 82.0385 | 757.5238 | 994.8182 | 209.7073 | 386.5379 | 793.2769 | 192.4393
[48 empty] | 6415 | 531.9 | 236.4706 | 322.8095 | 412.0476 | 82.0385 | 757.5238 | 994.8182 | 209.7073 | 386.5379 | 793.2769 | 192.4393
[48 empty] | 6416 | 531.9 | 236.4706 | 322.8095 | 412.0476 | 82.0385 | 757.5238 | 994.8182 | 209.7073 | 386.5379 | 793.2769 | 192.4393
[48 empty] | 6417 | 531.9 | 236.4706 | 322.8095 | 412.0476 | 82.0385 | 757.5238 | 994.8182 | 209.7073 | 386.5379 | 793.2769 | 192.4393
[48 empty] | 6418 | 531.9 | 236.4706 | 322.8095 | 412.0476 | 82.0385 | 757.5238 | 994.8182 | 209.7073 | 386.5379 | 793.2769 | 192.4393
[48 empty] | 6419 | 531.9 | 236.4706 | 322.8095 | 412.0476 | 82.0385 | 757.5238 | 994.8182 | 209.7073 | 386.5379 | 793.2769 | 192.4393
[48 empty] | 6420 | 531.9 | 236.4706 | 322.8095 | 412.0476 | 82.0385 | 757.5238 | 994.8182 | 209.7073 | 386.5379 | 793.2769 | 192.4393
[48 empty] | 6421 | 531.9 | 236.4706 | 322.8095 | 412.0476 | 82.0385 | 757.5238 | 994.8182 | 209.7073 | 386.5379 | 793.2769 | 192.4393
[48 empty] | 6422 | 531.9 | 236.4706 | 322.8095 | 412.0476 | 82.0385 | 757.5238 | 994.8182 | 209.7073 | 386.5379 | 793.2769 | 192.4393
[48 empty] | 6423 | 531.9 | 236.4706 | 322.8095 | 412.0476 | 82.0385 | 757.5238 | 994.8182 | 209.7073 | 386.5379 | 793.2769 | 192.4393
[48 empty] | 6424 | 531.9 | 236.4706 | 322.8095 | 412.0476 | 82.0385 | 757.5238 | 994.8182 | 209.7073 | 386.5379 | 793.2769 | 192.4393
[48 empty] | 6425 | 531.9 | 236.4706 | 322.8095 | 412.0476 | 82.0385 | 757.5238 | 994.8182 | 209.7073 | 386.5379 | 793.2769 | 192.4393
[48 empty] | 6426 | 531.9 | 236.4706 | 322.8095 | 412.0476 | 82.0385 | 757.5238 | 994.8182 | 209.7073 | 386.5379 | 793.2769 | 192.4393
[48 empty] | 6427 | 531.9 | 236.4706 | 322.8095 | 412.0476 | 82.0385 | 757.5238 | 994.8182 | 209.7073 | 386.5379 | 793.2769 | 192.4393
[48 empty] | 6428 | 531.9 | 236.4706 | 322.8095 | 412.0476 | 82.0385 | 757.5238 | 994.8182 | 209.7073 | 386.5379 | 793.2769 | 192.4393
[48 empty] | 6429 | 531.9 | 236.4706 | 322.8095 | 412.0476 | 82.0385 | 757.5238 | 994.8182 | 209.7073 | 386.5379 | 793.2769 | 192.4393
[48 empty] | 6430 | 531.9 | 236.4706 | 322.8095 | 412.0476 | 82.0385 | 757.5238 | 994.8182 | 209.7073 | 386.5379 | 793.2769 | 192.4393
[48 empty] | 6431 | 531.9 | 236.4706 | 322.8095 | 412.0476 | 82.0385 | 757.5238 | 994.8182 | 209.7073 | 386.5379 | 793.2769 | 192.4393
[48 empty] | 6432 | 531.9 | 236.4706 | 322.8095 | 412.0476 | 82.0385 | 757.5238 | 994.8182 | 209.7073 | 386.5379 | 793.2769 | 192.4393
[48 empty] | 6433 | 534.3 | 239.1667 | 324.0476 | 413.2857 | 82.3769 | 775.8 | 995.1364 | 213.0018 | 390.9333 | 758.1667 | 193.618
[48 empty] | 6434 | 534.3 | 239.1667 | 324.0476 | 413.2857 | 82.3769 | 775.8 | 995.1364 | 213.0018 | 390.9333 | 758.1667 | 193.618
[48 empty] | 6435 | 534.3 | 239.1667 | 324.0476 | 413.2857 | 82.3769 | 775.8 | 995.1364 | 213.0018 | 390.9333 | 758.1667 | 193.618
[48 empty] | 6436 | 534.3 | 239.1667 | 324.0476 | 413.2857 | 82.3769 | 775.8 | 995.1364 | 213.0018 | 390.9333 | 758.1667 | 193.618
[48 empty] | 6437 | 534.3 | 239.1667 | 324.0476 | 413.2857 | 82.3769 | 775.8 | 995.1364 | 213.0018 | 390.9333 | 758.1667 | 193.618
[48 empty] | 6438 | 534.3 | 239.1667 | 324.0476 | 413.2857 | 82.3769 | 775.8 | 995.1364 | 213.0018 | 390.9333 | 758.1667 | 193.618
[48 empty] | 6439 | 534.3 | 239.1667 | 324.0476 | 413.2857 | 82.3769 | 775.8 | 995.1364 | 213.0018 | 390.9333 | 758.1667 | 193.618
[48 empty] | 6440 | 534.3 | 239.1667 | 324.0476 | 413.2857 | 82.3769 | 775.8 | 995.1364 | 213.0018 | 390.9333 | 758.1667 | 193.618
[48 empty] | 6441 | 534.3 | 239.1667 | 324.0476 | 413.2857 | 82.3769 | 775.8 | 995.1364 | 213.0018 | 390.9333 | 758.1667 | 193.618
[48 empty] | 6442 | 534.3 | 239.1667 | 324.0476 | 413.2857 | 82.3769 | 775.8 | 995.1364 | 213.0018 | 390.9333 | 758.1667 | 193.618
[48 empty] | 6443 | 534.3 | 239.1667 | 324.0476 | 413.2857 | 82.3769 | 775.8 | 995.1364 | 213.0018 | 390.9333 | 758.1667 | 193.618
[48 empty] | 6444 | 534.3 | 239.1667 | 324.0476 | 413.2857 | 82.3769 | 775.8 | 995.1364 | 213.0018 | 390.9333 | 758.1667 | 193.618
[48 empty] | 6445 | 534.3 | 239.1667 | 324.0476 | 413.2857 | 82.3769 | 775.8 | 995.1364 | 213.0018 | 390.9333 | 758.1667 | 193.618
[48 empty] | 6446 | 534.3 | 239.1667 | 324.0476 | 413.2857 | 82.3769 | 775.8 | 995.1364 | 213.0018 | 390.9333 | 758.1667 | 193.618
[48 empty] | 6447 | 534.3 | 239.1667 | 324.0476 | 413.2857 | 82.3769 | 775.8 | 995.1364 | 213.0018 | 390.9333 | 758.1667 | 193.618
[48 empty] | 6448 | 534.3 | 239.1667 | 324.0476 | 413.2857 | 82.3769 | 775.8 | 995.1364 | 213.0018 | 390.9333 | 758.1667 | 193.618
[48 empty] | 6449 | 534.3 | 239.1667 | 324.0476 | 413.2857 | 82.3769 | 775.8 | 995.1364 | 213.0018 | 390.9333 | 758.1667 | 193.618
[48 empty] | 6450 | 534.3 | 239.1667 | 324.0476 | 413.2857 | 82.3769 | 775.8 | 995.1364 | 213.0018 | 390.9333 | 758.1667 | 193.618
[48 empty] | 6451 | 534.3 | 239.1667 | 324.0476 | 413.2857 | 82.3769 | 775.8 | 995.1364 | 213.0018 | 390.9333 | 758.1667 | 193.618
[48 empty] | 6452 | 534.3 | 239.1667 | 324.0476 | 413.2857 | 82.3769 | 775.8 | 995.1364 | 213.0018 | 390.9333 | 758.1667 | 193.618
[48 empty] | 6453 | 534.3 | 239.1667 | 324.0476 | 413.2857 | 82.3769 | 775.8 | 995.1364 | 213.0018 | 390.9333 | 758.1667 | 193.618
[48 empty] | 6454 | 534.3 | 239.1667 | 324.0476 | 413.2857 | 82.3769 | 775.8 | 995.1364 | 213.0018 | 390.9333 | 758.1667 | 193.618
[48 empty] | 6455 | 534.3 | 239.1667 | 324.0476 | 413.2857 | 82.3769 | 775.8 | 995.1364 | 213.0018 | 390.9333 | 758.1667 | 193.618
[48 empty] | 6456 | 534.3 | 239.1667 | 324.0476 | 413.2857 | 82.3769 | 775.8 | 995.1364 | 213.0018 | 390.9333 | 758.1667 | 193.618
[48 empty] | 6457 | 533.1 | 238.0588 | 325.3333 | 415.381 | 84.5231 | 779.4 | 998.1818 | 220.6638 | 395.717 | 737.3981 | 192.049
[48 empty] | 6458 | 533.1 | 238.0588 | 325.3333 | 415.381 | 84.5231 | 779.4 | 998.1818 | 220.6638 | 395.717 | 737.3981 | 192.049
[48 empty] | 6459 | 533.1 | 238.0588 | 325.3333 | 415.381 | 84.5231 | 779.4 | 998.1818 | 220.6638 | 395.717 | 737.3981 | 192.049
[48 empty] | 6460 | 533.1 | 238.0588 | 325.3333 | 415.381 | 84.5231 | 779.4 | 998.1818 | 220.6638 | 395.717 | 737.3981 | 192.049
[48 empty] | 6461 | 533.1 | 238.0588 | 325.3333 | 415.381 | 84.5231 | 779.4 | 998.1818 | 220.6638 | 395.717 | 737.3981 | 192.049
[48 empty] | 6462 | 533.1 | 238.0588 | 325.3333 | 415.381 | 84.5231 | 779.4 | 998.1818 | 220.6638 | 395.717 | 737.3981 | 192.049
[48 empty] | 6463 | 533.1 | 238.0588 | 325.3333 | 415.381 | 84.5231 | 779.4 | 998.1818 | 220.6638 | 395.717 | 737.3981 | 192.049
[48 empty] | 6464 | 533.1 | 238.0588 | 325.3333 | 415.381 | 84.5231 | 779.4 | 998.1818 | 220.6638 | 395.717 | 737.3981 | 192.049
[48 empty] | 6465 | 533.1 | 238.0588 | 325.3333 | 415.381 | 84.5231 | 779.4 | 998.1818 | 220.6638 | 395.717 | 737.3981 | 192.049
[48 empty] | 6466 | 533.1 | 238.0588 | 325.3333 | 415.381 | 84.5231 | 779.4 | 998.1818 | 220.6638 | 395.717 | 737.3981 | 192.049
[48 empty] | 6467 | 533.1 | 238.0588 | 325.3333 | 415.381 | 84.5231 | 779.4 | 998.1818 | 220.6638 | 395.717 | 737.3981 | 192.049
[48 empty] | 6468 | 533.1 | 238.0588 | 325.3333 | 415.381 | 84.5231 | 779.4 | 998.1818 | 220.6638 | 395.717 | 737.3981 | 192.049
[48 empty] | 6469 | 533.1 | 238.0588 | 325.3333 | 415.381 | 84.5231 | 779.4 | 998.1818 | 220.6638 | 395.717 | 737.3981 | 192.049
[48 empty] | 6470 | 533.1 | 238.0588 | 325.3333 | 415.381 | 84.5231 | 779.4 | 998.1818 | 220.6638 | 395.717 | 737.3981 | 192.049
[48 empty] | 6471 | 533.1 | 238.0588 | 325.3333 | 415.381 | 84.5231 | 779.4 | 998.1818 | 220.6638 | 395.717 | 737.3981 | 192.049
[48 empty] | 6472 | 533.1 | 238.0588 | 325.3333 | 415.381 | 84.5231 | 779.4 | 998.1818 | 220.6638 | 395.717 | 737.3981 | 192.049
[48 empty] | 6473 | 533.1 | 238.0588 | 325.3333 | 415.381 | 84.5231 | 779.4 | 998.1818 | 220.6638 | 395.717 | 737.3981 | 192.049
[48 empty] | 6474 | 533.1 | 238.0588 | 325.3333 | 415.381 | 84.5231 | 779.4 | 998.1818 | 220.6638 | 395.717 | 737.3981 | 192.049
[48 empty] | 6475 | 533.1 | 238.0588 | 325.3333 | 415.381 | 84.5231 | 779.4 | 998.1818 | 220.6638 | 395.717 | 737.3981 | 192.049
[48 empty] | 6476 | 533.1 | 238.0588 | 325.3333 | 415.381 | 84.5231 | 779.4 | 998.1818 | 220.6638 | 395.717 | 737.3981 | 192.049
[48 empty] | 6477 | 533.1 | 238.0588 | 325.3333 | 415.381 | 84.5231 | 779.4 | 998.1818 | 220.6638 | 395.717 | 737.3981 | 192.049
[48 empty] | 6478 | 533.1 | 238.0588 | 325.3333 | 415.381 | 84.5231 | 779.4 | 998.1818 | 220.6638 | 395.717 | 737.3981 | 192.049
[48 empty] | 6479 | 533.1 | 238.0588 | 325.3333 | 415.381 | 84.5231 | 779.4 | 998.1818 | 220.6638 | 395.717 | 737.3981 | 192.049
[48 empty] | 6480 | 533.1 | 238.0588 | 325.3333 | 415.381 | 84.5231 | 779.4 | 998.1818 | 220.6638 | 395.717 | 737.3981 | 192.049
[48 empty] | 6481 | 531.75 | 238.9412 | 326.4762 | 415.5238 | 85.6154 | 782.9 | 996 | 224.9819 | 396.0797 | 733.6869 | 191.7868
[48 empty] | 6482 | 531.75 | 238.9412 | 326.4762 | 415.5238 | 85.6154 | 782.9 | 996 | 224.9819 | 396.0797 | 733.6869 | 191.7868
[48 empty] | 6483 | 531.75 | 238.9412 | 326.4762 | 415.5238 | 85.6154 | 782.9 | 996 | 224.9819 | 396.0797 | 733.6869 | 191.7868
[48 empty] | 6484 | 531.75 | 238.9412 | 326.4762 | 415.5238 | 85.6154 | 782.9 | 996 | 224.9819 | 396.0797 | 733.6869 | 191.7868
[48 empty] | 6485 | 531.75 | 238.9412 | 326.4762 | 415.5238 | 85.6154 | 782.9 | 996 | 224.9819 | 396.0797 | 733.6869 | 191.7868
[48 empty] | 6486 | 531.75 | 238.9412 | 326.4762 | 415.5238 | 85.6154 | 782.9 | 996 | 224.9819 | 396.0797 | 733.6869 | 191.7868
[48 empty] | 6487 | 531.75 | 238.9412 | 326.4762 | 415.5238 | 85.6154 | 782.9 | 996 | 224.9819 | 396.0797 | 733.6869 | 191.7868
[48 empty] | 6488 | 531.75 | 238.9412 | 326.4762 | 415.5238 | 85.6154 | 782.9 | 996 | 224.9819 | 396.0797 | 733.6869 | 191.7868
[48 empty] | 6489 | 531.75 | 238.9412 | 326.4762 | 415.5238 | 85.6154 | 782.9 | 996 | 224.9819 | 396.0797 | 733.6869 | 191.7868
[48 empty] | 6490 | 531.75 | 238.9412 | 326.4762 | 415.5238 | 85.6154 | 782.9 | 996 | 224.9819 | 396.0797 | 733.6869 | 191.7868
[48 empty] | 6491 | 531.75 | 238.9412 | 326.4762 | 415.5238 | 85.6154 | 782.9 | 996 | 224.9819 | 396.0797 | 733.6869 | 191.7868
[48 empty] | 6492 | 531.75 | 238.9412 | 326.4762 | 415.5238 | 85.6154 | 782.9 | 996 | 224.9819 | 396.0797 | 733.6869 | 191.7868
[48 empty] | 6493 | 531.75 | 238.9412 | 326.4762 | 415.5238 | 85.6154 | 782.9 | 996 | 224.9819 | 396.0797 | 733.6869 | 191.7868
[48 empty] | 6494 | 531.75 | 238.9412 | 326.4762 | 415.5238 | 85.6154 | 782.9 | 996 | 224.9819 | 396.0797 | 733.6869 | 191.7868
[48 empty] | 6495 | 531.75 | 238.9412 | 326.4762 | 415.5238 | 85.6154 | 782.9 | 996 | 224.9819 | 396.0797 | 733.6869 | 191.7868
[48 empty] | 6496 | 531.75 | 238.9412 | 326.4762 | 415.5238 | 85.6154 | 782.9 | 996 | 224.9819 | 396.0797 | 733.6869 | 191.7868
[48 empty] | 6497 | 531.75 | 238.9412 | 326.4762 | 415.5238 | 85.6154 | 782.9 | 996 | 224.9819 | 396.0797 | 733.6869 | 191.7868
[48 empty] | 6498 | 531.75 | 238.9412 | 326.4762 | 415.5238 | 85.6154 | 782.9 | 996 | 224.9819 | 396.0797 | 733.6869 | 191.7868
[48 empty] | 6499 | 531.75 | 238.9412 | 326.4762 | 415.5238 | 85.6154 | 782.9 | 996 | 224.9819 | 396.0797 | 733.6869 | 191.7868
[48 empty] | 6500 | 531.75 | 238.9412 | 326.4762 | 415.5238 | 85.6154 | 782.9 | 996 | 224.9819 | 396.0797 | 733.6869 | 191.7868
[48 empty] | 6501 | 531.75 | 238.9412 | 326.4762 | 415.5238 | 85.6154 | 782.9 | 996 | 224.9819 | 396.0797 | 733.6869 | 191.7868
[48 empty] | 6502 | 531.75 | 238.9412 | 326.4762 | 415.5238 | 85.6154 | 782.9 | 996 | 224.9819 | 396.0797 | 733.6869 | 191.7868
[48 empty] | 6503 | 531.75 | 238.9412 | 326.4762 | 415.5238 | 85.6154 | 782.9 | 996 | 224.9819 | 396.0797 | 733.6869 | 191.7868
[48 empty] | 6504 | 531.75 | 238.9412 | 326.4762 | 415.5238 | 85.6154 | 782.9 | 996 | 224.9819 | 396.0797 | 733.6869 | 191.7868
[48 empty] | 6505 | 528.65 | 240 | 328.3333 | 416.9524 | 85.9154 | 788.1 | 998.2273 | 230.2474 | 397.1928 | 735.5939 | 192.2016
[48 empty] | 6506 | 528.65 | 240 | 328.3333 | 416.9524 | 85.9154 | 788.1 | 998.2273 | 230.2474 | 397.1928 | 735.5939 | 192.2016
[48 empty] | 6507 | 528.65 | 240 | 328.3333 | 416.9524 | 85.9154 | 788.1 | 998.2273 | 230.2474 | 397.1928 | 735.5939 | 192.2016
[48 empty] | 6508 | 528.65 | 240 | 328.3333 | 416.9524 | 85.9154 | 788.1 | 998.2273 | 230.2474 | 397.1928 | 735.5939 | 192.2016
[48 empty] | 6509 | 528.65 | 240 | 328.3333 | 416.9524 | 85.9154 | 788.1 | 998.2273 | 230.2474 | 397.1928 | 735.5939 | 192.2016
[48 empty] | 6510 | 528.65 | 240 | 328.3333 | 416.9524 | 85.9154 | 788.1 | 998.2273 | 230.2474 | 397.1928 | 735.5939 | 192.2016
[48 empty] | 6511 | 528.65 | 240 | 328.3333 | 416.9524 | 85.9154 | 788.1 | 998.2273 | 230.2474 | 397.1928 | 735.5939 | 192.2016
[48 empty] | 6512 | 528.65 | 240 | 328.3333 | 416.9524 | 85.9154 | 788.1 | 998.2273 | 230.2474 | 397.1928 | 735.5939 | 192.2016
[48 empty] | 6513 | 528.65 | 240 | 328.3333 | 416.9524 | 85.9154 | 788.1 | 998.2273 | 230.2474 | 397.1928 | 735.5939 | 192.2016
[48 empty] | 6514 | 528.65 | 240 | 328.3333 | 416.9524 | 85.9154 | 788.1 | 998.2273 | 230.2474 | 397.1928 | 735.5939 | 192.2016
[48 empty] | 6515 | 528.65 | 240 | 328.3333 | 416.9524 | 85.9154 | 788.1 | 998.2273 | 230.2474 | 397.1928 | 735.5939 | 192.2016
[48 empty] | 6516 | 528.65 | 240 | 328.3333 | 416.9524 | 85.9154 | 788.1 | 998.2273 | 230.2474 | 397.1928 | 735.5939 | 192.2016
[48 empty] | 6517 | 528.65 | 240 | 328.3333 | 416.9524 | 85.9154 | 788.1 | 998.2273 | 230.2474 | 397.1928 | 735.5939 | 192.2016
[48 empty] | 6518 | 528.65 | 240 | 328.3333 | 416.9524 | 85.9154 | 788.1 | 998.2273 | 230.2474 | 397.1928 | 735.5939 | 192.2016
[48 empty] | 6519 | 528.65 | 240 | 328.3333 | 416.9524 | 85.9154 | 788.1 | 998.2273 | 230.2474 | 397.1928 | 735.5939 | 192.2016
[48 empty] | 6520 | 528.65 | 240 | 328.3333 | 416.9524 | 85.9154 | 788.1 | 998.2273 | 230.2474 | 397.1928 | 735.5939 | 192.2016
[48 empty] | 6521 | 528.65 | 240 | 328.3333 | 416.9524 | 85.9154 | 788.1 | 998.2273 | 230.2474 | 397.1928 | 735.5939 | 192.2016
[48 empty] | 6522 | 528.65 | 240 | 328.3333 | 416.9524 | 85.9154 | 788.1 | 998.2273 | 230.2474 | 397.1928 | 735.5939 | 192.2016
[48 empty] | 6523 | 528.65 | 240 | 328.3333 | 416.9524 | 85.9154 | 788.1 | 998.2273 | 230.2474 | 397.1928 | 735.5939 | 192.2016
[48 empty] | 6524 | 528.65 | 240 | 328.3333 | 416.9524 | 85.9154 | 788.1 | 998.2273 | 230.2474 | 397.1928 | 735.5939 | 192.2016
[48 empty] | 6525 | 528.65 | 240 | 328.3333 | 416.9524 | 85.9154 | 788.1 | 998.2273 | 230.2474 | 397.1928 | 735.5939 | 192.2016
[48 empty] | 6526 | 528.65 | 240 | 328.3333 | 416.9524 | 85.9154 | 788.1 | 998.2273 | 230.2474 | 397.1928 | 735.5939 | 192.2016
[48 empty] | 6527 | 528.65 | 240 | 328.3333 | 416.9524 | 85.9154 | 788.1 | 998.2273 | 230.2474 | 397.1928 | 735.5939 | 192.2016
[48 empty] | 6528 | 528.65 | 240 | 328.3333 | 416.9524 | 85.9154 | 788.1 | 998.2273 | 230.2474 | 397.1928 | 735.5939 | 192.2016
[48 empty] | 6529 | 527.8 | 241.6471 | 329.7619 | 419.3333 | 86.9615 | 799.15 | 1003.7273 | 235.2572 | 397.4527 | 756.8191 | 193.668
[48 empty] | 6530 | 527.8 | 241.6471 | 329.7619 | 419.3333 | 86.9615 | 799.15 | 1003.7273 | 235.2572 | 397.4527 | 756.8191 | 193.668
[48 empty] | 6531 | 527.8 | 241.6471 | 329.7619 | 419.3333 | 86.9615 | 799.15 | 1003.7273 | 235.2572 | 397.4527 | 756.8191 | 193.668
[48 empty] | 6532 | 527.8 | 241.6471 | 329.7619 | 419.3333 | 86.9615 | 799.15 | 1003.7273 | 235.2572 | 397.4527 | 756.8191 | 193.668
[48 empty] | 6533 | 527.8 | 241.6471 | 329.7619 | 419.3333 | 86.9615 | 799.15 | 1003.7273 | 235.2572 | 397.4527 | 756.8191 | 193.668
[48 empty] | 6534 | 527.8 | 241.6471 | 329.7619 | 419.3333 | 86.9615 | 799.15 | 1003.7273 | 235.2572 | 397.4527 | 756.8191 | 193.668
[48 empty] | 6535 | 527.8 | 241.6471 | 329.7619 | 419.3333 | 86.9615 | 799.15 | 1003.7273 | 235.2572 | 397.4527 | 756.8191 | 193.668
[48 empty] | 6536 | 527.8 | 241.6471 | 329.7619 | 419.3333 | 86.9615 | 799.15 | 1003.7273 | 235.2572 | 397.4527 | 756.8191 | 193.668
[48 empty] | 6537 | 527.8 | 241.6471 | 329.7619 | 419.3333 | 86.9615 | 799.15 | 1003.7273 | 235.2572 | 397.4527 | 756.8191 | 193.668
[48 empty] | 6538 | 527.8 | 241.6471 | 329.7619 | 419.3333 | 86.9615 | 799.15 | 1003.7273 | 235.2572 | 397.4527 | 756.8191 | 193.668
[48 empty] | 6539 | 527.8 | 241.6471 | 329.7619 | 419.3333 | 86.9615 | 799.15 | 1003.7273 | 235.2572 | 397.4527 | 756.8191 | 193.668
[48 empty] | 6540 | 527.8 | 241.6471 | 329.7619 | 419.3333 | 86.9615 | 799.15 | 1003.7273 | 235.2572 | 397.4527 | 756.8191 | 193.668
[48 empty] | 6541 | 527.8 | 241.6471 | 329.7619 | 419.3333 | 86.9615 | 799.15 | 1003.7273 | 235.2572 | 397.4527 | 756.8191 | 193.668
[48 empty] | 6542 | 527.8 | 241.6471 | 329.7619 | 419.3333 | 86.9615 | 799.15 | 1003.7273 | 235.2572 | 397.4527 | 756.8191 | 193.668
[48 empty] | 6543 | 527.8 | 241.6471 | 329.7619 | 419.3333 | 86.9615 | 799.15 | 1003.7273 | 235.2572 | 397.4527 | 756.8191 | 193.668
[48 empty] | 6544 | 527.8 | 241.6471 | 329.7619 | 419.3333 | 86.9615 | 799.15 | 1003.7273 | 235.2572 | 397.4527 | 756.8191 | 193.668
[48 empty] | 6545 | 527.8 | 241.6471 | 329.7619 | 419.3333 | 86.9615 | 799.15 | 1003.7273 | 235.2572 | 397.4527 | 756.8191 | 193.668
[48 empty] | 6546 | 527.8 | 241.6471 | 329.7619 | 419.3333 | 86.9615 | 799.15 | 1003.7273 | 235.2572 | 397.4527 | 756.8191 | 193.668
[48 empty] | 6547 | 527.8 | 241.6471 | 329.7619 | 419.3333 | 86.9615 | 799.15 | 1003.7273 | 235.2572 | 397.4527 | 756.8191 | 193.668
[48 empty] | 6548 | 527.8 | 241.6471 | 329.7619 | 419.3333 | 86.9615 | 799.15 | 1003.7273 | 235.2572 | 397.4527 | 756.8191 | 193.668
[48 empty] | 6549 | 527.8 | 241.6471 | 329.7619 | 419.3333 | 86.9615 | 799.15 | 1003.7273 | 235.2572 | 397.4527 | 756.8191 | 193.668
[48 empty] | 6550 | 527.8 | 241.6471 | 329.7619 | 419.3333 | 86.9615 | 799.15 | 1003.7273 | 235.2572 | 397.4527 | 756.8191 | 193.668
[48 empty] | 6551 | 527.8 | 241.6471 | 329.7619 | 419.3333 | 86.9615 | 799.15 | 1003.7273 | 235.2572 | 397.4527 | 756.8191 | 193.668
[48 empty] | 6552 | 527.8 | 241.6471 | 329.7619 | 419.3333 | 86.9615 | 799.15 | 1003.7273 | 235.2572 | 397.4527 | 756.8191 | 193.668
[48 empty] | 6553 | 513.15 | 247.5625 | 328.35 | 419.1429 | 87.5923 | 810.6 | 1008.9545 | 240.495 | 391.8776 | 780.5932 | 196.2779
[48 empty] | 6554 | 513.15 | 247.5625 | 328.35 | 419.1429 | 87.5923 | 810.6 | 1008.9545 | 240.495 | 391.8776 | 780.5932 | 196.2779
[48 empty] | 6555 | 513.15 | 247.5625 | 328.35 | 419.1429 | 87.5923 | 810.6 | 1008.9545 | 240.495 | 391.8776 | 780.5932 | 196.2779
[48 empty] | 6556 | 513.15 | 247.5625 | 328.35 | 419.1429 | 87.5923 | 810.6 | 1008.9545 | 240.495 | 391.8776 | 780.5932 | 196.2779
[48 empty] | 6557 | 513.15 | 247.5625 | 328.35 | 419.1429 | 87.5923 | 810.6 | 1008.9545 | 240.495 | 391.8776 | 780.5932 | 196.2779
[48 empty] | 6558 | 513.15 | 247.5625 | 328.35 | 419.1429 | 87.5923 | 810.6 | 1008.9545 | 240.495 | 391.8776 | 780.5932 | 196.2779
[48 empty] | 6559 | 513.15 | 247.5625 | 328.35 | 419.1429 | 87.5923 | 810.6 | 1008.9545 | 240.495 | 391.8776 | 780.5932 | 196.2779
[48 empty] | 6560 | 513.15 | 247.5625 | 328.35 | 419.1429 | 87.5923 | 810.6 | 1008.9545 | 240.495 | 391.8776 | 780.5932 | 196.2779
[48 empty] | 6561 | 513.15 | 247.5625 | 328.35 | 419.1429 | 87.5923 | 810.6 | 1008.9545 | 240.495 | 391.8776 | 780.5932 | 196.2779
[48 empty] | 6562 | 513.15 | 247.5625 | 328.35 | 419.1429 | 87.5923 | 810.6 | 1008.9545 | 240.495 | 391.8776 | 780.5932 | 196.2779
[48 empty] | 6563 | 513.15 | 247.5625 | 328.35 | 419.1429 | 87.5923 | 810.6 | 1008.9545 | 240.495 | 391.8776 | 780.5932 | 196.2779
[48 empty] | 6564 | 513.15 | 247.5625 | 328.35 | 419.1429 | 87.5923 | 810.6 | 1008.9545 | 240.495 | 391.8776 | 780.5932 | 196.2779
[48 empty] | 6565 | 513.15 | 247.5625 | 328.35 | 419.1429 | 87.5923 | 810.6 | 1008.9545 | 240.495 | 391.8776 | 780.5932 | 196.2779
[48 empty] | 6566 | 513.15 | 247.5625 | 328.35 | 419.1429 | 87.5923 | 810.6 | 1008.9545 | 240.495 | 391.8776 | 780.5932 | 196.2779
[48 empty] | 6567 | 513.15 | 247.5625 | 328.35 | 419.1429 | 87.5923 | 810.6 | 1008.9545 | 240.495 | 391.8776 | 780.5932 | 196.2779
[48 empty] | 6568 | 513.15 | 247.5625 | 328.35 | 419.1429 | 87.5923 | 810.6 | 1008.9545 | 240.495 | 391.8776 | 780.5932 | 196.2779
[48 empty] | 6569 | 513.15 | 247.5625 | 328.35 | 419.1429 | 87.5923 | 810.6 | 1008.9545 | 240.495 | 391.8776 | 780.5932 | 196.2779
[48 empty] | 6570 | 513.15 | 247.5625 | 328.35 | 419.1429 | 87.5923 | 810.6 | 1008.9545 | 240.495 | 391.8776 | 780.5932 | 196.2779
[48 empty] | 6571 | 513.15 | 247.5625 | 328.35 | 419.1429 | 87.5923 | 810.6 | 1008.9545 | 240.495 | 391.8776 | 780.5932 | 196.2779
[48 empty] | 6572 | 513.15 | 247.5625 | 328.35 | 419.1429 | 87.5923 | 810.6 | 1008.9545 | 240.495 | 391.8776 | 780.5932 | 196.2779
[48 empty] | 6573 | 513.15 | 247.5625 | 328.35 | 419.1429 | 87.5923 | 810.6 | 1008.9545 | 240.495 | 391.8776 | 780.5932 | 196.2779
[48 empty] | 6574 | 513.15 | 247.5625 | 328.35 | 419.1429 | 87.5923 | 810.6 | 1008.9545 | 240.495 | 391.8776 | 780.5932 | 196.2779
[48 empty] | 6575 | 513.15 | 247.5625 | 328.35 | 419.1429 | 87.5923 | 810.6 | 1008.9545 | 240.495 | 391.8776 | 780.5932 | 196.2779
[48 empty] | 6576 | 513.15 | 247.5625 | 328.35 | 419.1429 | 87.5923 | 810.6 | 1008.9545 | 240.495 | 391.8776 | 780.5932 | 196.2779
[48 empty] | 6577 | 492.5789 | 248.0625 | 330.2 | 421.4762 | 89.2846 | 818.35 | 1013.6364 | 246.3125 | 386.6806 | 776.6599 | 200.8583
[48 empty] | 6578 | 492.5789 | 248.0625 | 330.2 | 421.4762 | 89.2846 | 818.35 | 1013.6364 | 246.3125 | 386.6806 | 776.6599 | 200.8583
[48 empty] | 6579 | 492.5789 | 248.0625 | 330.2 | 421.4762 | 89.2846 | 818.35 | 1013.6364 | 246.3125 | 386.6806 | 776.6599 | 200.8583
[48 empty] | 6580 | 492.5789 | 248.0625 | 330.2 | 421.4762 | 89.2846 | 818.35 | 1013.6364 | 246.3125 | 386.6806 | 776.6599 | 200.8583
[48 empty] | 6581 | 492.5789 | 248.0625 | 330.2 | 421.4762 | 89.2846 | 818.35 | 1013.6364 | 246.3125 | 386.6806 | 776.6599 | 200.8583
[48 empty] | 6582 | 492.5789 | 248.0625 | 330.2 | 421.4762 | 89.2846 | 818.35 | 1013.6364 | 246.3125 | 386.6806 | 776.6599 | 200.8583
[48 empty] | 6583 | 492.5789 | 248.0625 | 330.2 | 421.4762 | 89.2846 | 818.35 | 1013.6364 | 246.3125 | 386.6806 | 776.6599 | 200.8583
[48 empty] | 6584 | 492.5789 | 248.0625 | 330.2 | 421.4762 | 89.2846 | 818.35 | 1013.6364 | 246.3125 | 386.6806 | 776.6599 | 200.8583
[48 empty] | 6585 | 492.5789 | 248.0625 | 330.2 | 421.4762 | 89.2846 | 818.35 | 1013.6364 | 246.3125 | 386.6806 | 776.6599 | 200.8583
[48 empty] | 6586 | 492.5789 | 248.0625 | 330.2 | 421.4762 | 89.2846 | 818.35 | 1013.6364 | 246.3125 | 386.6806 | 776.6599 | 200.8583
[48 empty] | 6587 | 492.5789 | 248.0625 | 330.2 | 421.4762 | 89.2846 | 818.35 | 1013.6364 | 246.3125 | 386.6806 | 776.6599 | 200.8583
[48 empty] | 6588 | 492.5789 | 248.0625 | 330.2 | 421.4762 | 89.2846 | 818.35 | 1013.6364 | 246.3125 | 386.6806 | 776.6599 | 200.8583
[48 empty] | 6589 | 492.5789 | 248.0625 | 330.2 | 421.4762 | 89.2846 | 818.35 | 1013.6364 | 246.3125 | 386.6806 | 776.6599 | 200.8583
[48 empty] | 6590 | 492.5789 | 248.0625 | 330.2 | 421.4762 | 89.2846 | 818.35 | 1013.6364 | 246.3125 | 386.6806 | 776.6599 | 200.8583
[48 empty] | 6591 | 492.5789 | 248.0625 | 330.2 | 421.4762 | 89.2846 | 818.35 | 1013.6364 | 246.3125 | 386.6806 | 776.6599 | 200.8583
[48 empty] | 6592 | 492.5789 | 248.0625 | 330.2 | 421.4762 | 89.2846 | 818.35 | 1013.6364 | 246.3125 | 386.6806 | 776.6599 | 200.8583
[48 empty] | 6593 | 492.5789 | 248.0625 | 330.2 | 421.4762 | 89.2846 | 818.35 | 1013.6364 | 246.3125 | 386.6806 | 776.6599 | 200.8583
[48 empty] | 6594 | 492.5789 | 248.0625 | 330.2 | 421.4762 | 89.2846 | 818.35 | 1013.6364 | 246.3125 | 386.6806 | 776.6599 | 200.8583
[48 empty] | 6595 | 492.5789 | 248.0625 | 330.2 | 421.4762 | 89.2846 | 818.35 | 1013.6364 | 246.3125 | 386.6806 | 776.6599 | 200.8583
[48 empty] | 6596 | 492.5789 | 248.0625 | 330.2 | 421.4762 | 89.2846 | 818.35 | 1013.6364 | 246.3125 | 386.6806 | 776.6599 | 200.8583
[48 empty] | 6597 | 492.5789 | 248.0625 | 330.2 | 421.4762 | 89.2846 | 818.35 | 1013.6364 | 246.3125 | 386.6806 | 776.6599 | 200.8583
[48 empty] | 6598 | 492.5789 | 248.0625 | 330.2 | 421.4762 | 89.2846 | 818.35 | 1013.6364 | 246.3125 | 386.6806 | 776.6599 | 200.8583
[48 empty] | 6599 | 492.5789 | 248.0625 | 330.2 | 421.4762 | 89.2846 | 818.35 | 1013.6364 | 246.3125 | 386.6806 | 776.6599 | 200.8583
[48 empty] | 6600 | 492.5789 | 248.0625 | 330.2 | 421.4762 | 89.2846 | 818.35 | 1013.6364 | 246.3125 | 386.6806 | 776.6599 | 200.8583
[48 empty] | 6601 | 494.6316 | 248.375 | 330.9 | 424.381 | 89.9077 | 829.15 | 1014.8636 | 251.9512 | 384.2544 | 749.0211 | 202.037
[48 empty] | 6602 | 494.6316 | 248.375 | 330.9 | 424.381 | 89.9077 | 829.15 | 1014.8636 | 251.9512 | 384.2544 | 749.0211 | 202.037
[48 empty] | 6603 | 494.6316 | 248.375 | 330.9 | 424.381 | 89.9077 | 829.15 | 1014.8636 | 251.9512 | 384.2544 | 749.0211 | 202.037
[48 empty] | 6604 | 494.6316 | 248.375 | 330.9 | 424.381 | 89.9077 | 829.15 | 1014.8636 | 251.9512 | 384.2544 | 749.0211 | 202.037
[48 empty] | 6605 | 494.6316 | 248.375 | 330.9 | 424.381 | 89.9077 | 829.15 | 1014.8636 | 251.9512 | 384.2544 | 749.0211 | 202.037
[48 empty] | 6606 | 494.6316 | 248.375 | 330.9 | 424.381 | 89.9077 | 829.15 | 1014.8636 | 251.9512 | 384.2544 | 749.0211 | 202.037
[48 empty] | 6607 | 494.6316 | 248.375 | 330.9 | 424.381 | 89.9077 | 829.15 | 1014.8636 | 251.9512 | 384.2544 | 749.0211 | 202.037
[48 empty] | 6608 | 494.6316 | 248.375 | 330.9 | 424.381 | 89.9077 | 829.15 | 1014.8636 | 251.9512 | 384.2544 | 749.0211 | 202.037
[48 empty] | 6609 | 494.6316 | 248.375 | 330.9 | 424.381 | 89.9077 | 829.15 | 1014.8636 | 251.9512 | 384.2544 | 749.0211 | 202.037
[48 empty] | 6610 | 494.6316 | 248.375 | 330.9 | 424.381 | 89.9077 | 829.15 | 1014.8636 | 251.9512 | 384.2544 | 749.0211 | 202.037
[48 empty] | 6611 | 494.6316 | 248.375 | 330.9 | 424.381 | 89.9077 | 829.15 | 1014.8636 | 251.9512 | 384.2544 | 749.0211 | 202.037
[48 empty] | 6612 | 494.6316 | 248.375 | 330.9 | 424.381 | 89.9077 | 829.15 | 1014.8636 | 251.9512 | 384.2544 | 749.0211 | 202.037
[48 empty] | 6613 | 494.6316 | 248.375 | 330.9 | 424.381 | 89.9077 | 829.15 | 1014.8636 | 251.9512 | 384.2544 | 749.0211 | 202.037
[48 empty] | 6614 | 494.6316 | 248.375 | 330.9 | 424.381 | 89.9077 | 829.15 | 1014.8636 | 251.9512 | 384.2544 | 749.0211 | 202.037
[48 empty] | 6615 | 494.6316 | 248.375 | 330.9 | 424.381 | 89.9077 | 829.15 | 1014.8636 | 251.9512 | 384.2544 | 749.0211 | 202.037
[48 empty] | 6616 | 494.6316 | 248.375 | 330.9 | 424.381 | 89.9077 | 829.15 | 1014.8636 | 251.9512 | 384.2544 | 749.0211 | 202.037
[48 empty] | 6617 | 494.6316 | 248.375 | 330.9 | 424.381 | 89.9077 | 829.15 | 1014.8636 | 251.9512 | 384.2544 | 749.0211 | 202.037
[48 empty] | 6618 | 494.6316 | 248.375 | 330.9 | 424.381 | 89.9077 | 829.15 | 1014.8636 | 251.9512 | 384.2544 | 749.0211 | 202.037
[48 empty] | 6619 | 494.6316 | 248.375 | 330.9 | 424.381 | 89.9077 | 829.15 | 1014.8636 | 251.9512 | 384.2544 | 749.0211 | 202.037
[48 empty] | 6620 | 494.6316 | 248.375 | 330.9 | 424.381 | 89.9077 | 829.15 | 1014.8636 | 251.9512 | 384.2544 | 749.0211 | 202.037
[48 empty] | 6621 | 494.6316 | 248.375 | 330.9 | 424.381 | 89.9077 | 829.15 | 1014.8636 | 251.9512 | 384.2544 | 749.0211 | 202.037
[48 empty] | 6622 | 494.6316 | 248.375 | 330.9 | 424.381 | 89.9077 | 829.15 | 1014.8636 | 251.9512 | 384.2544 | 749.0211 | 202.037
[48 empty] | 6623 | 494.6316 | 248.375 | 330.9 | 424.381 | 89.9077 | 829.15 | 1014.8636 | 251.9512 | 384.2544 | 749.0211 | 202.037
[48 empty] | 6624 | 494.6316 | 248.375 | 330.9 | 424.381 | 89.9077 | 829.15 | 1014.8636 | 251.9512 | 384.2544 | 749.0211 | 202.037
[48 empty] | 6625 | 493.5789 | 249.0625 | 332.65 | 425.5714 | 90.6538 | 832.2 | 1017.6818 | 257.5738 | 381.2118 | 734.2621 | 202.482
[48 empty] | 6626 | 493.5789 | 249.0625 | 332.65 | 425.5714 | 90.6538 | 832.2 | 1017.6818 | 257.5738 | 381.2118 | 734.2621 | 202.482
[48 empty] | 6627 | 493.5789 | 249.0625 | 332.65 | 425.5714 | 90.6538 | 832.2 | 1017.6818 | 257.5738 | 381.2118 | 734.2621 | 202.482
[48 empty] | 6628 | 493.5789 | 249.0625 | 332.65 | 425.5714 | 90.6538 | 832.2 | 1017.6818 | 257.5738 | 381.2118 | 734.2621 | 202.482
[48 empty] | 6629 | 493.5789 | 249.0625 | 332.65 | 425.5714 | 90.6538 | 832.2 | 1017.6818 | 257.5738 | 381.2118 | 734.2621 | 202.482
[48 empty] | 6630 | 493.5789 | 249.0625 | 332.65 | 425.5714 | 90.6538 | 832.2 | 1017.6818 | 257.5738 | 381.2118 | 734.2621 | 202.482
[48 empty] | 6631 | 493.5789 | 249.0625 | 332.65 | 425.5714 | 90.6538 | 832.2 | 1017.6818 | 257.5738 | 381.2118 | 734.2621 | 202.482
[48 empty] | 6632 | 493.5789 | 249.0625 | 332.65 | 425.5714 | 90.6538 | 832.2 | 1017.6818 | 257.5738 | 381.2118 | 734.2621 | 202.482
[48 empty] | 6633 | 493.5789 | 249.0625 | 332.65 | 425.5714 | 90.6538 | 832.2 | 1017.6818 | 257.5738 | 381.2118 | 734.2621 | 202.482
[48 empty] | 6634 | 493.5789 | 249.0625 | 332.65 | 425.5714 | 90.6538 | 832.2 | 1017.6818 | 257.5738 | 381.2118 | 734.2621 | 202.482
[48 empty] | 6635 | 493.5789 | 249.0625 | 332.65 | 425.5714 | 90.6538 | 832.2 | 1017.6818 | 257.5738 | 381.2118 | 734.2621 | 202.482
[48 empty] | 6636 | 493.5789 | 249.0625 | 332.65 | 425.5714 | 90.6538 | 832.2 | 1017.6818 | 257.5738 | 381.2118 | 734.2621 | 202.482
[48 empty] | 6637 | 493.5789 | 249.0625 | 332.65 | 425.5714 | 90.6538 | 832.2 | 1017.6818 | 257.5738 | 381.2118 | 734.2621 | 202.482
[48 empty] | 6638 | 493.5789 | 249.0625 | 332.65 | 425.5714 | 90.6538 | 832.2 | 1017.6818 | 257.5738 | 381.2118 | 734.2621 | 202.482
[48 empty] | 6639 | 493.5789 | 249.0625 | 332.65 | 425.5714 | 90.6538 | 832.2 | 1017.6818 | 257.5738 | 381.2118 | 734.2621 | 202.482
[48 empty] | 6640 | 493.5789 | 249.0625 | 332.65 | 425.5714 | 90.6538 | 832.2 | 1017.6818 | 257.5738 | 381.2118 | 734.2621 | 202.482
[48 empty] | 6641 | 493.5789 | 249.0625 | 332.65 | 425.5714 | 90.6538 | 832.2 | 1017.6818 | 257.5738 | 381.2118 | 734.2621 | 202.482
[48 empty] | 6642 | 493.5789 | 249.0625 | 332.65 | 425.5714 | 90.6538 | 832.2 | 1017.6818 | 257.5738 | 381.2118 | 734.2621 | 202.482
[48 empty] | 6643 | 493.5789 | 249.0625 | 332.65 | 425.5714 | 90.6538 | 832.2 | 1017.6818 | 257.5738 | 381.2118 | 734.2621 | 202.482
[48 empty] | 6644 | 493.5789 | 249.0625 | 332.65 | 425.5714 | 90.6538 | 832.2 | 1017.6818 | 257.5738 | 381.2118 | 734.2621 | 202.482
[48 empty] | 6645 | 493.5789 | 249.0625 | 332.65 | 425.5714 | 90.6538 | 832.2 | 1017.6818 | 257.5738 | 381.2118 | 734.2621 | 202.482
[48 empty] | 6646 | 493.5789 | 249.0625 | 332.65 | 425.5714 | 90.6538 | 832.2 | 1017.6818 | 257.5738 | 381.2118 | 734.2621 | 202.482
[48 empty] | 6647 | 493.5789 | 249.0625 | 332.65 | 425.5714 | 90.6538 | 832.2 | 1017.6818 | 257.5738 | 381.2118 | 734.2621 | 202.482
[48 empty] | 6648 | 493.5789 | 249.0625 | 332.65 | 425.5714 | 90.6538 | 832.2 | 1017.6818 | 257.5738 | 381.2118 | 734.2621 | 202.482
[48 empty] | 6649 | 494.3158 | 250.125 | 334.1 | 429.4762 | 90.8308 | 841.05 | 1024.2273 | 262.2275 | 376.0706 | 730.936 | 204.3986
[48 empty] | 6650 | 494.3158 | 250.125 | 334.1 | 429.4762 | 90.8308 | 841.05 | 1024.2273 | 262.2275 | 376.0706 | 730.936 | 204.3986
[48 empty] | 6651 | 494.3158 | 250.125 | 334.1 | 429.4762 | 90.8308 | 841.05 | 1024.2273 | 262.2275 | 376.0706 | 730.936 | 204.3986
[48 empty] | 6652 | 494.3158 | 250.125 | 334.1 | 429.4762 | 90.8308 | 841.05 | 1024.2273 | 262.2275 | 376.0706 | 730.936 | 204.3986
[48 empty] | 6653 | 494.3158 | 250.125 | 334.1 | 429.4762 | 90.8308 | 841.05 | 1024.2273 | 262.2275 | 376.0706 | 730.936 | 204.3986
[48 empty] | 6654 | 494.3158 | 250.125 | 334.1 | 429.4762 | 90.8308 | 841.05 | 1024.2273 | 262.2275 | 376.0706 | 730.936 | 204.3986
[48 empty] | 6655 | 494.3158 | 250.125 | 334.1 | 429.4762 | 90.8308 | 841.05 | 1024.2273 | 262.2275 | 376.0706 | 730.936 | 204.3986
[48 empty] | 6656 | 494.3158 | 250.125 | 334.1 | 429.4762 | 90.8308 | 841.05 | 1024.2273 | 262.2275 | 376.0706 | 730.936 | 204.3986
[48 empty] | 6657 | 494.3158 | 250.125 | 334.1 | 429.4762 | 90.8308 | 841.05 | 1024.2273 | 262.2275 | 376.0706 | 730.936 | 204.3986
[48 empty] | 6658 | 494.3158 | 250.125 | 334.1 | 429.4762 | 90.8308 | 841.05 | 1024.2273 | 262.2275 | 376.0706 | 730.936 | 204.3986
[48 empty] | 6659 | 494.3158 | 250.125 | 334.1 | 429.4762 | 90.8308 | 841.05 | 1024.2273 | 262.2275 | 376.0706 | 730.936 | 204.3986
[48 empty] | 6660 | 494.3158 | 250.125 | 334.1 | 429.4762 | 90.8308 | 841.05 | 1024.2273 | 262.2275 | 376.0706 | 730.936 | 204.3986
[48 empty] | 6661 | 494.3158 | 250.125 | 334.1 | 429.4762 | 90.8308 | 841.05 | 1024.2273 | 262.2275 | 376.0706 | 730.936 | 204.3986
[48 empty] | 6662 | 494.3158 | 250.125 | 334.1 | 429.4762 | 90.8308 | 841.05 | 1024.2273 | 262.2275 | 376.0706 | 730.936 | 204.3986
[48 empty] | 6663 | 494.3158 | 250.125 | 334.1 | 429.4762 | 90.8308 | 841.05 | 1024.2273 | 262.2275 | 376.0706 | 730.936 | 204.3986
[48 empty] | 6664 | 494.3158 | 250.125 | 334.1 | 429.4762 | 90.8308 | 841.05 | 1024.2273 | 262.2275 | 376.0706 | 730.936 | 204.3986
[48 empty] | 6665 | 494.3158 | 250.125 | 334.1 | 429.4762 | 90.8308 | 841.05 | 1024.2273 | 262.2275 | 376.0706 | 730.936 | 204.3986
[48 empty] | 6666 | 494.3158 | 250.125 | 334.1 | 429.4762 | 90.8308 | 841.05 | 1024.2273 | 262.2275 | 376.0706 | 730.936 | 204.3986
[48 empty] | 6667 | 494.3158 | 250.125 | 334.1 | 429.4762 | 90.8308 | 841.05 | 1024.2273 | 262.2275 | 376.0706 | 730.936 | 204.3986
[48 empty] | 6668 | 494.3158 | 250.125 | 334.1 | 429.4762 | 90.8308 | 841.05 | 1024.2273 | 262.2275 | 376.0706 | 730.936 | 204.3986
[48 empty] | 6669 | 494.3158 | 250.125 | 334.1 | 429.4762 | 90.8308 | 841.05 | 1024.2273 | 262.2275 | 376.0706 | 730.936 | 204.3986
[48 empty] | 6670 | 494.3158 | 250.125 | 334.1 | 429.4762 | 90.8308 | 841.05 | 1024.2273 | 262.2275 | 376.0706 | 730.936 | 204.3986
[48 empty] | 6671 | 494.3158 | 250.125 | 334.1 | 429.4762 | 90.8308 | 841.05 | 1024.2273 | 262.2275 | 376.0706 | 730.936 | 204.3986
[48 empty] | 6672 | 494.3158 | 250.125 | 334.1 | 429.4762 | 90.8308 | 841.05 | 1024.2273 | 262.2275 | 376.0706 | 730.936 | 204.3986
[48 empty] | 6673 | 497 | 251.1875 | 336.05 | 432.7619 | 90.2923 | 842.8 | 1026.4545 | 265.4937 | 375.2025 | 715.2238 | 205.5318
[48 empty] | 6674 | 497 | 251.1875 | 336.05 | 432.7619 | 90.2923 | 842.8 | 1026.4545 | 265.4937 | 375.2025 | 715.2238 | 205.5318
[48 empty] | 6675 | 497 | 251.1875 | 336.05 | 432.7619 | 90.2923 | 842.8 | 1026.4545 | 265.4937 | 375.2025 | 715.2238 | 205.5318
[48 empty] | 6676 | 497 | 251.1875 | 336.05 | 432.7619 | 90.2923 | 842.8 | 1026.4545 | 265.4937 | 375.2025 | 715.2238 | 205.5318
[48 empty] | 6677 | 497 | 251.1875 | 336.05 | 432.7619 | 90.2923 | 842.8 | 1026.4545 | 265.4937 | 375.2025 | 715.2238 | 205.5318
[48 empty] | 6678 | 497 | 251.1875 | 336.05 | 432.7619 | 90.2923 | 842.8 | 1026.4545 | 265.4937 | 375.2025 | 715.2238 | 205.5318
[48 empty] | 6679 | 497 | 251.1875 | 336.05 | 432.7619 | 90.2923 | 842.8 | 1026.4545 | 265.4937 | 375.2025 | 715.2238 | 205.5318
[48 empty] | 6680 | 497 | 251.1875 | 336.05 | 432.7619 | 90.2923 | 842.8 | 1026.4545 | 265.4937 | 375.2025 | 715.2238 | 205.5318
[48 empty] | 6681 | 497 | 251.1875 | 336.05 | 432.7619 | 90.2923 | 842.8 | 1026.4545 | 265.4937 | 375.2025 | 715.2238 | 205.5318
[48 empty] | 6682 | 497 | 251.1875 | 336.05 | 432.7619 | 90.2923 | 842.8 | 1026.4545 | 265.4937 | 375.2025 | 715.2238 | 205.5318
[48 empty] | 6683 | 497 | 251.1875 | 336.05 | 432.7619 | 90.2923 | 842.8 | 1026.4545 | 265.4937 | 375.2025 | 715.2238 | 205.5318
[48 empty] | 6684 | 497 | 251.1875 | 336.05 | 432.7619 | 90.2923 | 842.8 | 1026.4545 | 265.4937 | 375.2025 | 715.2238 | 205.5318
[48 empty] | 6685 | 497 | 251.1875 | 336.05 | 432.7619 | 90.2923 | 842.8 | 1026.4545 | 265.4937 | 375.2025 | 715.2238 | 205.5318
[48 empty] | 6686 | 497 | 251.1875 | 336.05 | 432.7619 | 90.2923 | 842.8 | 1026.4545 | 265.4937 | 375.2025 | 715.2238 | 205.5318
[48 empty] | 6687 | 497 | 251.1875 | 336.05 | 432.7619 | 90.2923 | 842.8 | 1026.4545 | 265.4937 | 375.2025 | 715.2238 | 205.5318
[48 empty] | 6688 | 497 | 251.1875 | 336.05 | 432.7619 | 90.2923 | 842.8 | 1026.4545 | 265.4937 | 375.2025 | 715.2238 | 205.5318
[48 empty] | 6689 | 497 | 251.1875 | 336.05 | 432.7619 | 90.2923 | 842.8 | 1026.4545 | 265.4937 | 375.2025 | 715.2238 | 205.5318
[48 empty] | 6690 | 497 | 251.1875 | 336.05 | 432.7619 | 90.2923 | 842.8 | 1026.4545 | 265.4937 | 375.2025 | 715.2238 | 205.5318
[48 empty] | 6691 | 497 | 251.1875 | 336.05 | 432.7619 | 90.2923 | 842.8 | 1026.4545 | 265.4937 | 375.2025 | 715.2238 | 205.5318
[48 empty] | 6692 | 497 | 251.1875 | 336.05 | 432.7619 | 90.2923 | 842.8 | 1026.4545 | 265.4937 | 375.2025 | 715.2238 | 205.5318
[48 empty] | 6693 | 497 | 251.1875 | 336.05 | 432.7619 | 90.2923 | 842.8 | 1026.4545 | 265.4937 | 375.2025 | 715.2238 | 205.5318
[48 empty] | 6694 | 497 | 251.1875 | 336.05 | 432.7619 | 90.2923 | 842.8 | 1026.4545 | 265.4937 | 375.2025 | 715.2238 | 205.5318
[48 empty] | 6695 | 497 | 251.1875 | 336.05 | 432.7619 | 90.2923 | 842.8 | 1026.4545 | 265.4937 | 375.2025 | 715.2238 | 205.5318
[48 empty] | 6696 | 497 | 251.1875 | 336.05 | 432.7619 | 90.2923 | 842.8 | 1026.4545 | 265.4937 | 375.2025 | 715.2238 | 205.5318
[48 empty] | 6697 | 496.9474 | 252.8125 | 337.75 | 437 | 90.2538 | 851.9 | 1029.2727 | 268.9312 | 374.5677 | 711.0379 | 203.9999
[48 empty] | 6698 | 496.9474 | 252.8125 | 337.75 | 437 | 90.2538 | 851.9 | 1029.2727 | 268.9312 | 374.5677 | 711.0379 | 203.9999
[48 empty] | 6699 | 496.9474 | 252.8125 | 337.75 | 437 | 90.2538 | 851.9 | 1029.2727 | 268.9312 | 374.5677 | 711.0379 | 203.9999
[48 empty] | 6700 | 496.9474 | 252.8125 | 337.75 | 437 | 90.2538 | 851.9 | 1029.2727 | 268.9312 | 374.5677 | 711.0379 | 203.9999
[48 empty] | 6701 | 496.9474 | 252.8125 | 337.75 | 437 | 90.2538 | 851.9 | 1029.2727 | 268.9312 | 374.5677 | 711.0379 | 203.9999
[48 empty] | 6702 | 496.9474 | 252.8125 | 337.75 | 437 | 90.2538 | 851.9 | 1029.2727 | 268.9312 | 374.5677 | 711.0379 | 203.9999
[48 empty] | 6703 | 496.9474 | 252.8125 | 337.75 | 437 | 90.2538 | 851.9 | 1029.2727 | 268.9312 | 374.5677 | 711.0379 | 203.9999
[48 empty] | 6704 | 496.9474 | 252.8125 | 337.75 | 437 | 90.2538 | 851.9 | 1029.2727 | 268.9312 | 374.5677 | 711.0379 | 203.9999
[48 empty] | 6705 | 496.9474 | 252.8125 | 337.75 | 437 | 90.2538 | 851.9 | 1029.2727 | 268.9312 | 374.5677 | 711.0379 | 203.9999
[48 empty] | 6706 | 496.9474 | 252.8125 | 337.75 | 437 | 90.2538 | 851.9 | 1029.2727 | 268.9312 | 374.5677 | 711.0379 | 203.9999
[48 empty] | 6707 | 496.9474 | 252.8125 | 337.75 | 437 | 90.2538 | 851.9 | 1029.2727 | 268.9312 | 374.5677 | 711.0379 | 203.9999
[48 empty] | 6708 | 496.9474 | 252.8125 | 337.75 | 437 | 90.2538 | 851.9 | 1029.2727 | 268.9312 | 374.5677 | 711.0379 | 203.9999
[48 empty] | 6709 | 496.9474 | 252.8125 | 337.75 | 437 | 90.2538 | 851.9 | 1029.2727 | 268.9312 | 374.5677 | 711.0379 | 203.9999
[48 empty] | 6710 | 496.9474 | 252.8125 | 337.75 | 437 | 90.2538 | 851.9 | 1029.2727 | 268.9312 | 374.5677 | 711.0379 | 203.9999
[48 empty] | 6711 | 496.9474 | 252.8125 | 337.75 | 437 | 90.2538 | 851.9 | 1029.2727 | 268.9312 | 374.5677 | 711.0379 | 203.9999
[48 empty] | 6712 | 496.9474 | 252.8125 | 337.75 | 437 | 90.2538 | 851.9 | 1029.2727 | 268.9312 | 374.5677 | 711.0379 | 203.9999
[48 empty] | 6713 | 496.9474 | 252.8125 | 337.75 | 437 | 90.2538 | 851.9 | 1029.2727 | 268.9312 | 374.5677 | 711.0379 | 203.9999
[48 empty] | 6714 | 496.9474 | 252.8125 | 337.75 | 437 | 90.2538 | 851.9 | 1029.2727 | 268.9312 | 374.5677 | 711.0379 | 203.9999
[48 empty] | 6715 | 496.9474 | 252.8125 | 337.75 | 437 | 90.2538 | 851.9 | 1029.2727 | 268.9312 | 374.5677 | 711.0379 | 203.9999
[48 empty] | 6716 | 496.9474 | 252.8125 | 337.75 | 437 | 90.2538 | 851.9 | 1029.2727 | 268.9312 | 374.5677 | 711.0379 | 203.9999
[48 empty] | 6717 | 496.9474 | 252.8125 | 337.75 | 437 | 90.2538 | 851.9 | 1029.2727 | 268.9312 | 374.5677 | 711.0379 | 203.9999
[48 empty] | 6718 | 496.9474 | 252.8125 | 337.75 | 437 | 90.2538 | 851.9 | 1029.2727 | 268.9312 | 374.5677 | 711.0379 | 203.9999
[48 empty] | 6719 | 496.9474 | 252.8125 | 337.75 | 437 | 90.2538 | 851.9 | 1029.2727 | 268.9312 | 374.5677 | 711.0379 | 203.9999
[48 empty] | 6720 | 496.9474 | 252.8125 | 337.75 | 437 | 90.2538 | 851.9 | 1029.2727 | 268.9312 | 374.5677 | 711.0379 | 203.9999
[48 empty] | 6721 | 500.1053 | 256.25 | 339.45 | 441.7619 | 90.4923 | 859.9 | 1031 | 270.3625 | 372.8704 | 706.558 | 200.9378
[48 empty] | 6722 | 500.1053 | 256.25 | 339.45 | 441.7619 | 90.4923 | 859.9 | 1031 | 270.3625 | 372.8704 | 706.558 | 200.9378
[48 empty] | 6723 | 500.1053 | 256.25 | 339.45 | 441.7619 | 90.4923 | 859.9 | 1031 | 270.3625 | 372.8704 | 706.558 | 200.9378
[48 empty] | 6724 | 500.1053 | 256.25 | 339.45 | 441.7619 | 90.4923 | 859.9 | 1031 | 270.3625 | 372.8704 | 706.558 | 200.9378
[48 empty] | 6725 | 500.1053 | 256.25 | 339.45 | 441.7619 | 90.4923 | 859.9 | 1031 | 270.3625 | 372.8704 | 706.558 | 200.9378
[48 empty] | 6726 | 500.1053 | 256.25 | 339.45 | 441.7619 | 90.4923 | 859.9 | 1031 | 270.3625 | 372.8704 | 706.558 | 200.9378
[48 empty] | 6727 | 500.1053 | 256.25 | 339.45 | 441.7619 | 90.4923 | 859.9 | 1031 | 270.3625 | 372.8704 | 706.558 | 200.9378
[48 empty] | 6728 | 500.1053 | 256.25 | 339.45 | 441.7619 | 90.4923 | 859.9 | 1031 | 270.3625 | 372.8704 | 706.558 | 200.9378
[48 empty] | 6729 | 500.1053 | 256.25 | 339.45 | 441.7619 | 90.4923 | 859.9 | 1031 | 270.3625 | 372.8704 | 706.558 | 200.9378
[48 empty] | 6730 | 500.1053 | 256.25 | 339.45 | 441.7619 | 90.4923 | 859.9 | 1031 | 270.3625 | 372.8704 | 706.558 | 200.9378
[48 empty] | 6731 | 500.1053 | 256.25 | 339.45 | 441.7619 | 90.4923 | 859.9 | 1031 | 270.3625 | 372.8704 | 706.558 | 200.9378
[48 empty] | 6732 | 500.1053 | 256.25 | 339.45 | 441.7619 | 90.4923 | 859.9 | 1031 | 270.3625 | 372.8704 | 706.558 | 200.9378
[48 empty] | 6733 | 500.1053 | 256.25 | 339.45 | 441.7619 | 90.4923 | 859.9 | 1031 | 270.3625 | 372.8704 | 706.558 | 200.9378
[48 empty] | 6734 | 500.1053 | 256.25 | 339.45 | 441.7619 | 90.4923 | 859.9 | 1031 | 270.3625 | 372.8704 | 706.558 | 200.9378
[48 empty] | 6735 | 500.1053 | 256.25 | 339.45 | 441.7619 | 90.4923 | 859.9 | 1031 | 270.3625 | 372.8704 | 706.558 | 200.9378
[48 empty] | 6736 | 500.1053 | 256.25 | 339.45 | 441.7619 | 90.4923 | 859.9 | 1031 | 270.3625 | 372.8704 | 706.558 | 200.9378
[48 empty] | 6737 | 500.1053 | 256.25 | 339.45 | 441.7619 | 90.4923 | 859.9 | 1031 | 270.3625 | 372.8704 | 706.558 | 200.9378
[48 empty] | 6738 | 500.1053 | 256.25 | 339.45 | 441.7619 | 90.4923 | 859.9 | 1031 | 270.3625 | 372.8704 | 706.558 | 200.9378
[48 empty] | 6739 | 500.1053 | 256.25 | 339.45 | 441.7619 | 90.4923 | 859.9 | 1031 | 270.3625 | 372.8704 | 706.558 | 200.9378
[48 empty] | 6740 | 500.1053 | 256.25 | 339.45 | 441.7619 | 90.4923 | 859.9 | 1031 | 270.3625 | 372.8704 | 706.558 | 200.9378
[48 empty] | 6741 | 500.1053 | 256.25 | 339.45 | 441.7619 | 90.4923 | 859.9 | 1031 | 270.3625 | 372.8704 | 706.558 | 200.9378
[48 empty] | 6742 | 500.1053 | 256.25 | 339.45 | 441.7619 | 90.4923 | 859.9 | 1031 | 270.3625 | 372.8704 | 706.558 | 200.9378
[48 empty] | 6743 | 500.1053 | 256.25 | 339.45 | 441.7619 | 90.4923 | 859.9 | 1031 | 270.3625 | 372.8704 | 706.558 | 200.9378
[48 empty] | 6744 | 500.1053 | 256.25 | 339.45 | 441.7619 | 90.4923 | 859.9 | 1031 | 270.3625 | 372.8704 | 706.558 | 200.9378
[48 empty] | 6745 | 501.2632 | 258 | 339.85 | 446.5238 | 90.1462 | 857.5238 | 1032.9091 | 271.9275 | 371.7322 | 705.3128 | 198.1924
[48 empty] | 6746 | 501.2632 | 258 | 339.85 | 446.5238 | 90.1462 | 857.5238 | 1032.9091 | 271.9275 | 371.7322 | 705.3128 | 198.1924
[48 empty] | 6747 | 501.2632 | 258 | 339.85 | 446.5238 | 90.1462 | 857.5238 | 1032.9091 | 271.9275 | 371.7322 | 705.3128 | 198.1924
[48 empty] | 6748 | 501.2632 | 258 | 339.85 | 446.5238 | 90.1462 | 857.5238 | 1032.9091 | 271.9275 | 371.7322 | 705.3128 | 198.1924
[48 empty] | 6749 | 501.2632 | 258 | 339.85 | 446.5238 | 90.1462 | 857.5238 | 1032.9091 | 271.9275 | 371.7322 | 705.3128 | 198.1924
[48 empty] | 6750 | 501.2632 | 258 | 339.85 | 446.5238 | 90.1462 | 857.5238 | 1032.9091 | 271.9275 | 371.7322 | 705.3128 | 198.1924
[48 empty] | 6751 | 501.2632 | 258 | 339.85 | 446.5238 | 90.1462 | 857.5238 | 1032.9091 | 271.9275 | 371.7322 | 705.3128 | 198.1924
[48 empty] | 6752 | 501.2632 | 258 | 339.85 | 446.5238 | 90.1462 | 857.5238 | 1032.9091 | 271.9275 | 371.7322 | 705.3128 | 198.1924
[48 empty] | 6753 | 501.2632 | 258 | 339.85 | 446.5238 | 90.1462 | 857.5238 | 1032.9091 | 271.9275 | 371.7322 | 705.3128 | 198.1924
[48 empty] | 6754 | 501.2632 | 258 | 339.85 | 446.5238 | 90.1462 | 857.5238 | 1032.9091 | 271.9275 | 371.7322 | 705.3128 | 198.1924
[48 empty] | 6755 | 501.2632 | 258 | 339.85 | 446.5238 | 90.1462 | 857.5238 | 1032.9091 | 271.9275 | 371.7322 | 705.3128 | 198.1924
[48 empty] | 6756 | 501.2632 | 258 | 339.85 | 446.5238 | 90.1462 | 857.5238 | 1032.9091 | 271.9275 | 371.7322 | 705.3128 | 198.1924
[48 empty] | 6757 | 501.2632 | 258 | 339.85 | 446.5238 | 90.1462 | 857.5238 | 1032.9091 | 271.9275 | 371.7322 | 705.3128 | 198.1924
[48 empty] | 6758 | 501.2632 | 258 | 339.85 | 446.5238 | 90.1462 | 857.5238 | 1032.9091 | 271.9275 | 371.7322 | 705.3128 | 198.1924
[48 empty] | 6759 | 501.2632 | 258 | 339.85 | 446.5238 | 90.1462 | 857.5238 | 1032.9091 | 271.9275 | 371.7322 | 705.3128 | 198.1924
[48 empty] | 6760 | 501.2632 | 258 | 339.85 | 446.5238 | 90.1462 | 857.5238 | 1032.9091 | 271.9275 | 371.7322 | 705.3128 | 198.1924
[48 empty] | 6761 | 501.2632 | 258 | 339.85 | 446.5238 | 90.1462 | 857.5238 | 1032.9091 | 271.9275 | 371.7322 | 705.3128 | 198.1924
[48 empty] | 6762 | 501.2632 | 258 | 339.85 | 446.5238 | 90.1462 | 857.5238 | 1032.9091 | 271.9275 | 371.7322 | 705.3128 | 198.1924
[48 empty] | 6763 | 501.2632 | 258 | 339.85 | 446.5238 | 90.1462 | 857.5238 | 1032.9091 | 271.9275 | 371.7322 | 705.3128 | 198.1924
[48 empty] | 6764 | 501.2632 | 258 | 339.85 | 446.5238 | 90.1462 | 857.5238 | 1032.9091 | 271.9275 | 371.7322 | 705.3128 | 198.1924
[48 empty] | 6765 | 501.2632 | 258 | 339.85 | 446.5238 | 90.1462 | 857.5238 | 1032.9091 | 271.9275 | 371.7322 | 705.3128 | 198.1924
[48 empty] | 6766 | 501.2632 | 258 | 339.85 | 446.5238 | 90.1462 | 857.5238 | 1032.9091 | 271.9275 | 371.7322 | 705.3128 | 198.1924
[48 empty] | 6767 | 501.2632 | 258 | 339.85 | 446.5238 | 90.1462 | 857.5238 | 1032.9091 | 271.9275 | 371.7322 | 705.3128 | 198.1924
[48 empty] | 6768 | 501.2632 | 258 | 339.85 | 446.5238 | 90.1462 | 857.5238 | 1032.9091 | 271.9275 | 371.7322 | 705.3128 | 198.1924
[48 empty] | 6769 | 500.6316 | 260.375 | 340.65 | 449.2857 | 89.3692 | 866.9 | 1036.0909 | 271.465 | 372.3834 | 707.101 | 195.7729
[48 empty] | 6770 | 500.6316 | 260.375 | 340.65 | 449.2857 | 89.3692 | 866.9 | 1036.0909 | 271.465 | 372.3834 | 707.101 | 195.7729
[48 empty] | 6771 | 500.6316 | 260.375 | 340.65 | 449.2857 | 89.3692 | 866.9 | 1036.0909 | 271.465 | 372.3834 | 707.101 | 195.7729
[48 empty] | 6772 | 500.6316 | 260.375 | 340.65 | 449.2857 | 89.3692 | 866.9 | 1036.0909 | 271.465 | 372.3834 | 707.101 | 195.7729
[48 empty] | 6773 | 500.6316 | 260.375 | 340.65 | 449.2857 | 89.3692 | 866.9 | 1036.0909 | 271.465 | 372.3834 | 707.101 | 195.7729
[48 empty] | 6774 | 500.6316 | 260.375 | 340.65 | 449.2857 | 89.3692 | 866.9 | 1036.0909 | 271.465 | 372.3834 | 707.101 | 195.7729
[48 empty] | 6775 | 500.6316 | 260.375 | 340.65 | 449.2857 | 89.3692 | 866.9 | 1036.0909 | 271.465 | 372.3834 | 707.101 | 195.7729
[48 empty] | 6776 | 500.6316 | 260.375 | 340.65 | 449.2857 | 89.3692 | 866.9 | 1036.0909 | 271.465 | 372.3834 | 707.101 | 195.7729
[48 empty] | 6777 | 500.6316 | 260.375 | 340.65 | 449.2857 | 89.3692 | 866.9 | 1036.0909 | 271.465 | 372.3834 | 707.101 | 195.7729
[48 empty] | 6778 | 500.6316 | 260.375 | 340.65 | 449.2857 | 89.3692 | 866.9 | 1036.0909 | 271.465 | 372.3834 | 707.101 | 195.7729
[48 empty] | 6779 | 500.6316 | 260.375 | 340.65 | 449.2857 | 89.3692 | 866.9 | 1036.0909 | 271.465 | 372.3834 | 707.101 | 195.7729
[48 empty] | 6780 | 500.6316 | 260.375 | 340.65 | 449.2857 | 89.3692 | 866.9 | 1036.0909 | 271.465 | 372.3834 | 707.101 | 195.7729
[48 empty] | 6781 | 500.6316 | 260.375 | 340.65 | 449.2857 | 89.3692 | 866.9 | 1036.0909 | 271.465 | 372.3834 | 707.101 | 195.7729
[48 empty] | 6782 | 500.6316 | 260.375 | 340.65 | 449.2857 | 89.3692 | 866.9 | 1036.0909 | 271.465 | 372.3834 | 707.101 | 195.7729
[48 empty] | 6783 | 500.6316 | 260.375 | 340.65 | 449.2857 | 89.3692 | 866.9 | 1036.0909 | 271.465 | 372.3834 | 707.101 | 195.7729
[48 empty] | 6784 | 500.6316 | 260.375 | 340.65 | 449.2857 | 89.3692 | 866.9 | 1036.0909 | 271.465 | 372.3834 | 707.101 | 195.7729
[48 empty] | 6785 | 500.6316 | 260.375 | 340.65 | 449.2857 | 89.3692 | 866.9 | 1036.0909 | 271.465 | 372.3834 | 707.101 | 195.7729
[48 empty] | 6786 | 500.6316 | 260.375 | 340.65 | 449.2857 | 89.3692 | 866.9 | 1036.0909 | 271.465 | 372.3834 | 707.101 | 195.7729
[48 empty] | 6787 | 500.6316 | 260.375 | 340.65 | 449.2857 | 89.3692 | 866.9 | 1036.0909 | 271.465 | 372.3834 | 707.101 | 195.7729
[48 empty] | 6788 | 500.6316 | 260.375 | 340.65 | 449.2857 | 89.3692 | 866.9 | 1036.0909 | 271.465 | 372.3834 | 707.101 | 195.7729
[48 empty] | 6789 | 500.6316 | 260.375 | 340.65 | 449.2857 | 89.3692 | 866.9 | 1036.0909 | 271.465 | 372.3834 | 707.101 | 195.7729
[48 empty] | 6790 | 500.6316 | 260.375 | 340.65 | 449.2857 | 89.3692 | 866.9 | 1036.0909 | 271.465 | 372.3834 | 707.101 | 195.7729
[48 empty] | 6791 | 500.6316 | 260.375 | 340.65 | 449.2857 | 89.3692 | 866.9 | 1036.0909 | 271.465 | 372.3834 | 707.101 | 195.7729
[48 empty] | 6792 | 500.6316 | 260.375 | 340.65 | 449.2857 | 89.3692 | 866.9 | 1036.0909 | 271.465 | 372.3834 | 707.101 | 195.7729
[48 empty] | 6793 | 498.6842 | 261.5625 | 341.65 | 450.8571 | 88.9077 | 867.9 | 1038.3182 | 270.1425 | 368.7908 | 693.0319 | 193.0719
[48 empty] | 6794 | 498.6842 | 261.5625 | 341.65 | 450.8571 | 88.9077 | 867.9 | 1038.3182 | 270.1425 | 368.7908 | 693.0319 | 193.0719
[48 empty] | 6795 | 498.6842 | 261.5625 | 341.65 | 450.8571 | 88.9077 | 867.9 | 1038.3182 | 270.1425 | 368.7908 | 693.0319 | 193.0719
[48 empty] | 6796 | 498.6842 | 261.5625 | 341.65 | 450.8571 | 88.9077 | 867.9 | 1038.3182 | 270.1425 | 368.7908 | 693.0319 | 193.0719
[48 empty] | 6797 | 498.6842 | 261.5625 | 341.65 | 450.8571 | 88.9077 | 867.9 | 1038.3182 | 270.1425 | 368.7908 | 693.0319 | 193.0719
[48 empty] | 6798 | 498.6842 | 261.5625 | 341.65 | 450.8571 | 88.9077 | 867.9 | 1038.3182 | 270.1425 | 368.7908 | 693.0319 | 193.0719
[48 empty] | 6799 | 498.6842 | 261.5625 | 341.65 | 450.8571 | 88.9077 | 867.9 | 1038.3182 | 270.1425 | 368.7908 | 693.0319 | 193.0719
[48 empty] | 6800 | 498.6842 | 261.5625 | 341.65 | 450.8571 | 88.9077 | 867.9 | 1038.3182 | 270.1425 | 368.7908 | 693.0319 | 193.0719
[48 empty] | 6801 | 498.6842 | 261.5625 | 341.65 | 450.8571 | 88.9077 | 867.9 | 1038.3182 | 270.1425 | 368.7908 | 693.0319 | 193.0719
[48 empty] | 6802 | 498.6842 | 261.5625 | 341.65 | 450.8571 | 88.9077 | 867.9 | 1038.3182 | 270.1425 | 368.7908 | 693.0319 | 193.0719
[48 empty] | 6803 | 498.6842 | 261.5625 | 341.65 | 450.8571 | 88.9077 | 867.9 | 1038.3182 | 270.1425 | 368.7908 | 693.0319 | 193.0719
[48 empty] | 6804 | 498.6842 | 261.5625 | 341.65 | 450.8571 | 88.9077 | 867.9 | 1038.3182 | 270.1425 | 368.7908 | 693.0319 | 193.0719
[48 empty] | 6805 | 498.6842 | 261.5625 | 341.65 | 450.8571 | 88.9077 | 867.9 | 1038.3182 | 270.1425 | 368.7908 | 693.0319 | 193.0719
[48 empty] | 6806 | 498.6842 | 261.5625 | 341.65 | 450.8571 | 88.9077 | 867.9 | 1038.3182 | 270.1425 | 368.7908 | 693.0319 | 193.0719
[48 empty] | 6807 | 498.6842 | 261.5625 | 341.65 | 450.8571 | 88.9077 | 867.9 | 1038.3182 | 270.1425 | 368.7908 | 693.0319 | 193.0719
[48 empty] | 6808 | 498.6842 | 261.5625 | 341.65 | 450.8571 | 88.9077 | 867.9 | 1038.3182 | 270.1425 | 368.7908 | 693.0319 | 193.0719
[48 empty] | 6809 | 498.6842 | 261.5625 | 341.65 | 450.8571 | 88.9077 | 867.9 | 1038.3182 | 270.1425 | 368.7908 | 693.0319 | 193.0719
[48 empty] | 6810 | 498.6842 | 261.5625 | 341.65 | 450.8571 | 88.9077 | 867.9 | 1038.3182 | 270.1425 | 368.7908 | 693.0319 | 193.0719
[48 empty] | 6811 | 498.6842 | 261.5625 | 341.65 | 450.8571 | 88.9077 | 867.9 | 1038.3182 | 270.1425 | 368.7908 | 693.0319 | 193.0719
[48 empty] | 6812 | 498.6842 | 261.5625 | 341.65 | 450.8571 | 88.9077 | 867.9 | 1038.3182 | 270.1425 | 368.7908 | 693.0319 | 193.0719
[48 empty] | 6813 | 498.6842 | 261.5625 | 341.65 | 450.8571 | 88.9077 | 867.9 | 1038.3182 | 270.1425 | 368.7908 | 693.0319 | 193.0719
[48 empty] | 6814 | 498.6842 | 261.5625 | 341.65 | 450.8571 | 88.9077 | 867.9 | 1038.3182 | 270.1425 | 368.7908 | 693.0319 | 193.0719
[48 empty] | 6815 | 498.6842 | 261.5625 | 341.65 | 450.8571 | 88.9077 | 867.9 | 1038.3182 | 270.1425 | 368.7908 | 693.0319 | 193.0719
[48 empty] | 6816 | 498.6842 | 261.5625 | 341.65 | 450.8571 | 88.9077 | 867.9 | 1038.3182 | 270.1425 | 368.7908 | 693.0319 | 193.0719
[48 empty] | 6817 | 495.1053 | 260.6875 | 343.2 | 455.0952 | 89.3385 | 868.7 | 1038.0455 | 269.1762 | 364.861 | 685.5345 | 191.1939
[48 empty] | 6818 | 495.1053 | 260.6875 | 343.2 | 455.0952 | 89.3385 | 868.7 | 1038.0455 | 269.1762 | 364.861 | 685.5345 | 191.1939
[48 empty] | 6819 | 495.1053 | 260.6875 | 343.2 | 455.0952 | 89.3385 | 868.7 | 1038.0455 | 269.1762 | 364.861 | 685.5345 | 191.1939
[48 empty] | 6820 | 495.1053 | 260.6875 | 343.2 | 455.0952 | 89.3385 | 868.7 | 1038.0455 | 269.1762 | 364.861 | 685.5345 | 191.1939
[48 empty] | 6821 | 495.1053 | 260.6875 | 343.2 | 455.0952 | 89.3385 | 868.7 | 1038.0455 | 269.1762 | 364.861 | 685.5345 | 191.1939
[48 empty] | 6822 | 495.1053 | 260.6875 | 343.2 | 455.0952 | 89.3385 | 868.7 | 1038.0455 | 269.1762 | 364.861 | 685.5345 | 191.1939
[48 empty] | 6823 | 495.1053 | 260.6875 | 343.2 | 455.0952 | 89.3385 | 868.7 | 1038.0455 | 269.1762 | 364.861 | 685.5345 | 191.1939
[48 empty] | 6824 | 495.1053 | 260.6875 | 343.2 | 455.0952 | 89.3385 | 868.7 | 1038.0455 | 269.1762 | 364.861 | 685.5345 | 191.1939
[48 empty] | 6825 | 495.1053 | 260.6875 | 343.2 | 455.0952 | 89.3385 | 868.7 | 1038.0455 | 269.1762 | 364.861 | 685.5345 | 191.1939
[48 empty] | 6826 | 495.1053 | 260.6875 | 343.2 | 455.0952 | 89.3385 | 868.7 | 1038.0455 | 269.1762 | 364.861 | 685.5345 | 191.1939
[48 empty] | 6827 | 495.1053 | 260.6875 | 343.2 | 455.0952 | 89.3385 | 868.7 | 1038.0455 | 269.1762 | 364.861 | 685.5345 | 191.1939
[48 empty] | 6828 | 495.1053 | 260.6875 | 343.2 | 455.0952 | 89.3385 | 868.7 | 1038.0455 | 269.1762 | 364.861 | 685.5345 | 191.1939
[48 empty] | 6829 | 495.1053 | 260.6875 | 343.2 | 455.0952 | 89.3385 | 868.7 | 1038.0455 | 269.1762 | 364.861 | 685.5345 | 191.1939
[48 empty] | 6830 | 495.1053 | 260.6875 | 343.2 | 455.0952 | 89.3385 | 868.7 | 1038.0455 | 269.1762 | 364.861 | 685.5345 | 191.1939
[48 empty] | 6831 | 495.1053 | 260.6875 | 343.2 | 455.0952 | 89.3385 | 868.7 | 1038.0455 | 269.1762 | 364.861 | 685.5345 | 191.1939
[48 empty] | 6832 | 495.1053 | 260.6875 | 343.2 | 455.0952 | 89.3385 | 868.7 | 1038.0455 | 269.1762 | 364.861 | 685.5345 | 191.1939
[48 empty] | 6833 | 495.1053 | 260.6875 | 343.2 | 455.0952 | 89.3385 | 868.7 | 1038.0455 | 269.1762 | 364.861 | 685.5345 | 191.1939
[48 empty] | 6834 | 495.1053 | 260.6875 | 343.2 | 455.0952 | 89.3385 | 868.7 | 1038.0455 | 269.1762 | 364.861 | 685.5345 | 191.1939
[48 empty] | 6835 | 495.1053 | 260.6875 | 343.2 | 455.0952 | 89.3385 | 868.7 | 1038.0455 | 269.1762 | 364.861 | 685.5345 | 191.1939
[48 empty] | 6836 | 495.1053 | 260.6875 | 343.2 | 455.0952 | 89.3385 | 868.7 | 1038.0455 | 269.1762 | 364.861 | 685.5345 | 191.1939
[48 empty] | 6837 | 495.1053 | 260.6875 | 343.2 | 455.0952 | 89.3385 | 868.7 | 1038.0455 | 269.1762 | 364.861 | 685.5345 | 191.1939
[48 empty] | 6838 | 495.1053 | 260.6875 | 343.2 | 455.0952 | 89.3385 | 868.7 | 1038.0455 | 269.1762 | 364.861 | 685.5345 | 191.1939
[48 empty] | 6839 | 495.1053 | 260.6875 | 343.2 | 455.0952 | 89.3385 | 868.7 | 1038.0455 | 269.1762 | 364.861 | 685.5345 | 191.1939
[48 empty] | 6840 | 495.1053 | 260.6875 | 343.2 | 455.0952 | 89.3385 | 868.7 | 1038.0455 | 269.1762 | 364.861 | 685.5345 | 191.1939
[48 empty] | 6841 | 492.8947 | 259.3125 | 343.7 | 457.4762 | 90.1308 | 871.85 | 1038.5909 | 267.085 | 363.4872 | 704.5303 | 191.9704
[48 empty] | 6842 | 492.8947 | 259.3125 | 343.7 | 457.4762 | 90.1308 | 871.85 | 1038.5909 | 267.085 | 363.4872 | 704.5303 | 191.9704
[48 empty] | 6843 | 492.8947 | 259.3125 | 343.7 | 457.4762 | 90.1308 | 871.85 | 1038.5909 | 267.085 | 363.4872 | 704.5303 | 191.9704
[48 empty] | 6844 | 492.8947 | 259.3125 | 343.7 | 457.4762 | 90.1308 | 871.85 | 1038.5909 | 267.085 | 363.4872 | 704.5303 | 191.9704
[48 empty] | 6845 | 492.8947 | 259.3125 | 343.7 | 457.4762 | 90.1308 | 871.85 | 1038.5909 | 267.085 | 363.4872 | 704.5303 | 191.9704
[48 empty] | 6846 | 492.8947 | 259.3125 | 343.7 | 457.4762 | 90.1308 | 871.85 | 1038.5909 | 267.085 | 363.4872 | 704.5303 | 191.9704
[48 empty] | 6847 | 492.8947 | 259.3125 | 343.7 | 457.4762 | 90.1308 | 871.85 | 1038.5909 | 267.085 | 363.4872 | 704.5303 | 191.9704
[48 empty] | 6848 | 492.8947 | 259.3125 | 343.7 | 457.4762 | 90.1308 | 871.85 | 1038.5909 | 267.085 | 363.4872 | 704.5303 | 191.9704
[48 empty] | 6849 | 492.8947 | 259.3125 | 343.7 | 457.4762 | 90.1308 | 871.85 | 1038.5909 | 267.085 | 363.4872 | 704.5303 | 191.9704
[48 empty] | 6850 | 492.8947 | 259.3125 | 343.7 | 457.4762 | 90.1308 | 871.85 | 1038.5909 | 267.085 | 363.4872 | 704.5303 | 191.9704
[48 empty] | 6851 | 492.8947 | 259.3125 | 343.7 | 457.4762 | 90.1308 | 871.85 | 1038.5909 | 267.085 | 363.4872 | 704.5303 | 191.9704
[48 empty] | 6852 | 492.8947 | 259.3125 | 343.7 | 457.4762 | 90.1308 | 871.85 | 1038.5909 | 267.085 | 363.4872 | 704.5303 | 191.9704
[48 empty] | 6853 | 492.8947 | 259.3125 | 343.7 | 457.4762 | 90.1308 | 871.85 | 1038.5909 | 267.085 | 363.4872 | 704.5303 | 191.9704
[48 empty] | 6854 | 492.8947 | 259.3125 | 343.7 | 457.4762 | 90.1308 | 871.85 | 1038.5909 | 267.085 | 363.4872 | 704.5303 | 191.9704
[48 empty] | 6855 | 492.8947 | 259.3125 | 343.7 | 457.4762 | 90.1308 | 871.85 | 1038.5909 | 267.085 | 363.4872 | 704.5303 | 191.9704
[48 empty] | 6856 | 492.8947 | 259.3125 | 343.7 | 457.4762 | 90.1308 | 871.85 | 1038.5909 | 267.085 | 363.4872 | 704.5303 | 191.9704
[48 empty] | 6857 | 492.8947 | 259.3125 | 343.7 | 457.4762 | 90.1308 | 871.85 | 1038.5909 | 267.085 | 363.4872 | 704.5303 | 191.9704
[48 empty] | 6858 | 492.8947 | 259.3125 | 343.7 | 457.4762 | 90.1308 | 871.85 | 1038.5909 | 267.085 | 363.4872 | 704.5303 | 191.9704
[48 empty] | 6859 | 492.8947 | 259.3125 | 343.7 | 457.4762 | 90.1308 | 871.85 | 1038.5909 | 267.085 | 363.4872 | 704.5303 | 191.9704
[48 empty] | 6860 | 492.8947 | 259.3125 | 343.7 | 457.4762 | 90.1308 | 871.85 | 1038.5909 | 267.085 | 363.4872 | 704.5303 | 191.9704
[48 empty] | 6861 | 492.8947 | 259.3125 | 343.7 | 457.4762 | 90.1308 | 871.85 | 1038.5909 | 267.085 | 363.4872 | 704.5303 | 191.9704
[48 empty] | 6862 | 492.8947 | 259.3125 | 343.7 | 457.4762 | 90.1308 | 871.85 | 1038.5909 | 267.085 | 363.4872 | 704.5303 | 191.9704
[48 empty] | 6863 | 492.8947 | 259.3125 | 343.7 | 457.4762 | 90.1308 | 871.85 | 1038.5909 | 267.085 | 363.4872 | 704.5303 | 191.9704
[48 empty] | 6864 | 492.8947 | 259.3125 | 343.7 | 457.4762 | 90.1308 | 871.85 | 1038.5909 | 267.085 | 363.4872 | 704.5303 | 191.9704
[48 empty] | 6865 | 493.2632 | 258.875 | 344.8 | 459.8571 | 90.2615 | 875.1 | 1039.3636 | 266.0038 | 361.3725 | 676.874 | 193.7433
[48 empty] | 6866 | 493.2632 | 258.875 | 344.8 | 459.8571 | 90.2615 | 875.1 | 1039.3636 | 266.0038 | 361.3725 | 676.874 | 193.7433
[48 empty] | 6867 | 493.2632 | 258.875 | 344.8 | 459.8571 | 90.2615 | 875.1 | 1039.3636 | 266.0038 | 361.3725 | 676.874 | 193.7433
[48 empty] | 6868 | 493.2632 | 258.875 | 344.8 | 459.8571 | 90.2615 | 875.1 | 1039.3636 | 266.0038 | 361.3725 | 676.874 | 193.7433
[48 empty] | 6869 | 493.2632 | 258.875 | 344.8 | 459.8571 | 90.2615 | 875.1 | 1039.3636 | 266.0038 | 361.3725 | 676.874 | 193.7433
[48 empty] | 6870 | 493.2632 | 258.875 | 344.8 | 459.8571 | 90.2615 | 875.1 | 1039.3636 | 266.0038 | 361.3725 | 676.874 | 193.7433
[48 empty] | 6871 | 493.2632 | 258.875 | 344.8 | 459.8571 | 90.2615 | 875.1 | 1039.3636 | 266.0038 | 361.3725 | 676.874 | 193.7433
[48 empty] | 6872 | 493.2632 | 258.875 | 344.8 | 459.8571 | 90.2615 | 875.1 | 1039.3636 | 266.0038 | 361.3725 | 676.874 | 193.7433
[48 empty] | 6873 | 493.2632 | 258.875 | 344.8 | 459.8571 | 90.2615 | 875.1 | 1039.3636 | 266.0038 | 361.3725 | 676.874 | 193.7433
[48 empty] | 6874 | 493.2632 | 258.875 | 344.8 | 459.8571 | 90.2615 | 875.1 | 1039.3636 | 266.0038 | 361.3725 | 676.874 | 193.7433
[48 empty] | 6875 | 493.2632 | 258.875 | 344.8 | 459.8571 | 90.2615 | 875.1 | 1039.3636 | 266.0038 | 361.3725 | 676.874 | 193.7433
[48 empty] | 6876 | 493.2632 | 258.875 | 344.8 | 459.8571 | 90.2615 | 875.1 | 1039.3636 | 266.0038 | 361.3725 | 676.874 | 193.7433
[48 empty] | 6877 | 493.2632 | 258.875 | 344.8 | 459.8571 | 90.2615 | 875.1 | 1039.3636 | 266.0038 | 361.3725 | 676.874 | 193.7433
[48 empty] | 6878 | 493.2632 | 258.875 | 344.8 | 459.8571 | 90.2615 | 875.1 | 1039.3636 | 266.0038 | 361.3725 | 676.874 | 193.7433
[48 empty] | 6879 | 493.2632 | 258.875 | 344.8 | 459.8571 | 90.2615 | 875.1 | 1039.3636 | 266.0038 | 361.3725 | 676.874 | 193.7433
[48 empty] | 6880 | 493.2632 | 258.875 | 344.8 | 459.8571 | 90.2615 | 875.1 | 1039.3636 | 266.0038 | 361.3725 | 676.874 | 193.7433
[48 empty] | 6881 | 493.2632 | 258.875 | 344.8 | 459.8571 | 90.2615 | 875.1 | 1039.3636 | 266.0038 | 361.3725 | 676.874 | 193.7433
[48 empty] | 6882 | 493.2632 | 258.875 | 344.8 | 459.8571 | 90.2615 | 875.1 | 1039.3636 | 266.0038 | 361.3725 | 676.874 | 193.7433
[48 empty] | 6883 | 493.2632 | 258.875 | 344.8 | 459.8571 | 90.2615 | 875.1 | 1039.3636 | 266.0038 | 361.3725 | 676.874 | 193.7433
[48 empty] | 6884 | 493.2632 | 258.875 | 344.8 | 459.8571 | 90.2615 | 875.1 | 1039.3636 | 266.0038 | 361.3725 | 676.874 | 193.7433
[48 empty] | 6885 | 493.2632 | 258.875 | 344.8 | 459.8571 | 90.2615 | 875.1 | 1039.3636 | 266.0038 | 361.3725 | 676.874 | 193.7433
[48 empty] | 6886 | 493.2632 | 258.875 | 344.8 | 459.8571 | 90.2615 | 875.1 | 1039.3636 | 266.0038 | 361.3725 | 676.874 | 193.7433
[48 empty] | 6887 | 493.2632 | 258.875 | 344.8 | 459.8571 | 90.2615 | 875.1 | 1039.3636 | 266.0038 | 361.3725 | 676.874 | 193.7433
[48 empty] | 6888 | 493.2632 | 258.875 | 344.8 | 459.8571 | 90.2615 | 875.1 | 1039.3636 | 266.0038 | 361.3725 | 676.874 | 193.7433
[48 empty] | 6889 | 494 | 258.875 | 345.85 | 460.381 | 89.8615 | 868.3 | 1040.8182 | 260.8328 | 364.4678 | 625.5824 | 193.7641
[48 empty] | 6890 | 494 | 258.875 | 345.85 | 460.381 | 89.8615 | 868.3 | 1040.8182 | 260.8328 | 364.4678 | 625.5824 | 193.7641
[48 empty] | 6891 | 494 | 258.875 | 345.85 | 460.381 | 89.8615 | 868.3 | 1040.8182 | 260.8328 | 364.4678 | 625.5824 | 193.7641
[48 empty] | 6892 | 494 | 258.875 | 345.85 | 460.381 | 89.8615 | 868.3 | 1040.8182 | 260.8328 | 364.4678 | 625.5824 | 193.7641
[48 empty] | 6893 | 494 | 258.875 | 345.85 | 460.381 | 89.8615 | 868.3 | 1040.8182 | 260.8328 | 364.4678 | 625.5824 | 193.7641
[48 empty] | 6894 | 494 | 258.875 | 345.85 | 460.381 | 89.8615 | 868.3 | 1040.8182 | 260.8328 | 364.4678 | 625.5824 | 193.7641
[48 empty] | 6895 | 494 | 258.875 | 345.85 | 460.381 | 89.8615 | 868.3 | 1040.8182 | 260.8328 | 364.4678 | 625.5824 | 193.7641
[48 empty] | 6896 | 494 | 258.875 | 345.85 | 460.381 | 89.8615 | 868.3 | 1040.8182 | 260.8328 | 364.4678 | 625.5824 | 193.7641
[48 empty] | 6897 | 494 | 258.875 | 345.85 | 460.381 | 89.8615 | 868.3 | 1040.8182 | 260.8328 | 364.4678 | 625.5824 | 193.7641
[48 empty] | 6898 | 494 | 258.875 | 345.85 | 460.381 | 89.8615 | 868.3 | 1040.8182 | 260.8328 | 364.4678 | 625.5824 | 193.7641
[48 empty] | 6899 | 494 | 258.875 | 345.85 | 460.381 | 89.8615 | 868.3 | 1040.8182 | 260.8328 | 364.4678 | 625.5824 | 193.7641
[48 empty] | 6900 | 494 | 258.875 | 345.85 | 460.381 | 89.8615 | 868.3 | 1040.8182 | 260.8328 | 364.4678 | 625.5824 | 193.7641
[48 empty] | 6901 | 494 | 258.875 | 345.85 | 460.381 | 89.8615 | 868.3 | 1040.8182 | 260.8328 | 364.4678 | 625.5824 | 193.7641
[48 empty] | 6902 | 494 | 258.875 | 345.85 | 460.381 | 89.8615 | 868.3 | 1040.8182 | 260.8328 | 364.4678 | 625.5824 | 193.7641
[48 empty] | 6903 | 494 | 258.875 | 345.85 | 460.381 | 89.8615 | 868.3 | 1040.8182 | 260.8328 | 364.4678 | 625.5824 | 193.7641
[48 empty] | 6904 | 494 | 258.875 | 345.85 | 460.381 | 89.8615 | 868.3 | 1040.8182 | 260.8328 | 364.4678 | 625.5824 | 193.7641
[48 empty] | 6905 | 494 | 258.875 | 345.85 | 460.381 | 89.8615 | 868.3 | 1040.8182 | 260.8328 | 364.4678 | 625.5824 | 193.7641
[48 empty] | 6906 | 494 | 258.875 | 345.85 | 460.381 | 89.8615 | 868.3 | 1040.8182 | 260.8328 | 364.4678 | 625.5824 | 193.7641
[48 empty] | 6907 | 494 | 258.875 | 345.85 | 460.381 | 89.8615 | 868.3 | 1040.8182 | 260.8328 | 364.4678 | 625.5824 | 193.7641
[48 empty] | 6908 | 494 | 258.875 | 345.85 | 460.381 | 89.8615 | 868.3 | 1040.8182 | 260.8328 | 364.4678 | 625.5824 | 193.7641
[48 empty] | 6909 | 494 | 258.875 | 345.85 | 460.381 | 89.8615 | 868.3 | 1040.8182 | 260.8328 | 364.4678 | 625.5824 | 193.7641
[48 empty] | 6910 | 494 | 258.875 | 345.85 | 460.381 | 89.8615 | 868.3 | 1040.8182 | 260.8328 | 364.4678 | 625.5824 | 193.7641
[48 empty] | 6911 | 494 | 258.875 | 345.85 | 460.381 | 89.8615 | 868.3 | 1040.8182 | 260.8328 | 364.4678 | 625.5824 | 193.7641
[48 empty] | 6912 | 494 | 258.875 | 345.85 | 460.381 | 89.8615 | 868.3 | 1040.8182 | 260.8328 | 364.4678 | 625.5824 | 193.7641
[48 empty] | 6913 | 493.1053 | 258.6875 | 346.2 | 459.4762 | 90.1769 | 857.55 | 1041.8636 | 263.9538 | 372.9453 | 641.2456 | 193.3155
[48 empty] | 6914 | 493.1053 | 258.6875 | 346.2 | 459.4762 | 90.1769 | 857.55 | 1041.8636 | 263.9538 | 372.9453 | 641.2456 | 193.3155
[48 empty] | 6915 | 493.1053 | 258.6875 | 346.2 | 459.4762 | 90.1769 | 857.55 | 1041.8636 | 263.9538 | 372.9453 | 641.2456 | 193.3155
[48 empty] | 6916 | 493.1053 | 258.6875 | 346.2 | 459.4762 | 90.1769 | 857.55 | 1041.8636 | 263.9538 | 372.9453 | 641.2456 | 193.3155
[48 empty] | 6917 | 493.1053 | 258.6875 | 346.2 | 459.4762 | 90.1769 | 857.55 | 1041.8636 | 263.9538 | 372.9453 | 641.2456 | 193.3155
[48 empty] | 6918 | 493.1053 | 258.6875 | 346.2 | 459.4762 | 90.1769 | 857.55 | 1041.8636 | 263.9538 | 372.9453 | 641.2456 | 193.3155
[48 empty] | 6919 | 493.1053 | 258.6875 | 346.2 | 459.4762 | 90.1769 | 857.55 | 1041.8636 | 263.9538 | 372.9453 | 641.2456 | 193.3155
[48 empty] | 6920 | 493.1053 | 258.6875 | 346.2 | 459.4762 | 90.1769 | 857.55 | 1041.8636 | 263.9538 | 372.9453 | 641.2456 | 193.3155
[48 empty] | 6921 | 493.1053 | 258.6875 | 346.2 | 459.4762 | 90.1769 | 857.55 | 1041.8636 | 263.9538 | 372.9453 | 641.2456 | 193.3155
[48 empty] | 6922 | 493.1053 | 258.6875 | 346.2 | 459.4762 | 90.1769 | 857.55 | 1041.8636 | 263.9538 | 372.9453 | 641.2456 | 193.3155
[48 empty] | 6923 | 493.1053 | 258.6875 | 346.2 | 459.4762 | 90.1769 | 857.55 | 1041.8636 | 263.9538 | 372.9453 | 641.2456 | 193.3155
[48 empty] | 6924 | 493.1053 | 258.6875 | 346.2 | 459.4762 | 90.1769 | 857.55 | 1041.8636 | 263.9538 | 372.9453 | 641.2456 | 193.3155
[48 empty] | 6925 | 493.1053 | 258.6875 | 346.2 | 459.4762 | 90.1769 | 857.55 | 1041.8636 | 263.9538 | 372.9453 | 641.2456 | 193.3155
[48 empty] | 6926 | 493.1053 | 258.6875 | 346.2 | 459.4762 | 90.1769 | 857.55 | 1041.8636 | 263.9538 | 372.9453 | 641.2456 | 193.3155
[48 empty] | 6927 | 493.1053 | 258.6875 | 346.2 | 459.4762 | 90.1769 | 857.55 | 1041.8636 | 263.9538 | 372.9453 | 641.2456 | 193.3155
[48 empty] | 6928 | 493.1053 | 258.6875 | 346.2 | 459.4762 | 90.1769 | 857.55 | 1041.8636 | 263.9538 | 372.9453 | 641.2456 | 193.3155
[48 empty] | 6929 | 493.1053 | 258.6875 | 346.2 | 459.4762 | 90.1769 | 857.55 | 1041.8636 | 263.9538 | 372.9453 | 641.2456 | 193.3155
[48 empty] | 6930 | 493.1053 | 258.6875 | 346.2 | 459.4762 | 90.1769 | 857.55 | 1041.8636 | 263.9538 | 372.9453 | 641.2456 | 193.3155
[48 empty] | 6931 | 493.1053 | 258.6875 | 346.2 | 459.4762 | 90.1769 | 857.55 | 1041.8636 | 263.9538 | 372.9453 | 641.2456 | 193.3155
[48 empty] | 6932 | 493.1053 | 258.6875 | 346.2 | 459.4762 | 90.1769 | 857.55 | 1041.8636 | 263.9538 | 372.9453 | 641.2456 | 193.3155
[48 empty] | 6933 | 493.1053 | 258.6875 | 346.2 | 459.4762 | 90.1769 | 857.55 | 1041.8636 | 263.9538 | 372.9453 | 641.2456 | 193.3155
[48 empty] | 6934 | 493.1053 | 258.6875 | 346.2 | 459.4762 | 90.1769 | 857.55 | 1041.8636 | 263.9538 | 372.9453 | 641.2456 | 193.3155
[48 empty] | 6935 | 493.1053 | 258.6875 | 346.2 | 459.4762 | 90.1769 | 857.55 | 1041.8636 | 263.9538 | 372.9453 | 641.2456 | 193.3155
[48 empty] | 6936 | 493.1053 | 258.6875 | 346.2 | 459.4762 | 90.1769 | 857.55 | 1041.8636 | 263.9538 | 372.9453 | 641.2456 | 193.3155
[48 empty] | 6937 | 490.6316 | 258.375 | 346.05 | 458.9524 | 90.9308 | 847.75 | 1045.3636 | 262.8475 | 377.38 | 646.0025 | 195.9039
[48 empty] | 6938 | 490.6316 | 258.375 | 346.05 | 458.9524 | 90.9308 | 847.75 | 1045.3636 | 262.8475 | 377.38 | 646.0025 | 195.9039
[48 empty] | 6939 | 490.6316 | 258.375 | 346.05 | 458.9524 | 90.9308 | 847.75 | 1045.3636 | 262.8475 | 377.38 | 646.0025 | 195.9039
[48 empty] | 6940 | 490.6316 | 258.375 | 346.05 | 458.9524 | 90.9308 | 847.75 | 1045.3636 | 262.8475 | 377.38 | 646.0025 | 195.9039
[48 empty] | 6941 | 490.6316 | 258.375 | 346.05 | 458.9524 | 90.9308 | 847.75 | 1045.3636 | 262.8475 | 377.38 | 646.0025 | 195.9039
[48 empty] | 6942 | 490.6316 | 258.375 | 346.05 | 458.9524 | 90.9308 | 847.75 | 1045.3636 | 262.8475 | 377.38 | 646.0025 | 195.9039
[48 empty] | 6943 | 490.6316 | 258.375 | 346.05 | 458.9524 | 90.9308 | 847.75 | 1045.3636 | 262.8475 | 377.38 | 646.0025 | 195.9039
[48 empty] | 6944 | 490.6316 | 258.375 | 346.05 | 458.9524 | 90.9308 | 847.75 | 1045.3636 | 262.8475 | 377.38 | 646.0025 | 195.9039
[48 empty] | 6945 | 490.6316 | 258.375 | 346.05 | 458.9524 | 90.9308 | 847.75 | 1045.3636 | 262.8475 | 377.38 | 646.0025 | 195.9039
[48 empty] | 6946 | 490.6316 | 258.375 | 346.05 | 458.9524 | 90.9308 | 847.75 | 1045.3636 | 262.8475 | 377.38 | 646.0025 | 195.9039
[48 empty] | 6947 | 490.6316 | 258.375 | 346.05 | 458.9524 | 90.9308 | 847.75 | 1045.3636 | 262.8475 | 377.38 | 646.0025 | 195.9039
[48 empty] | 6948 | 490.6316 | 258.375 | 346.05 | 458.9524 | 90.9308 | 847.75 | 1045.3636 | 262.8475 | 377.38 | 646.0025 | 195.9039
[48 empty] | 6949 | 490.6316 | 258.375 | 346.05 | 458.9524 | 90.9308 | 847.75 | 1045.3636 | 262.8475 | 377.38 | 646.0025 | 195.9039
[48 empty] | 6950 | 490.6316 | 258.375 | 346.05 | 458.9524 | 90.9308 | 847.75 | 1045.3636 | 262.8475 | 377.38 | 646.0025 | 195.9039
[48 empty] | 6951 | 490.6316 | 258.375 | 346.05 | 458.9524 | 90.9308 | 847.75 | 1045.3636 | 262.8475 | 377.38 | 646.0025 | 195.9039
[48 empty] | 6952 | 490.6316 | 258.375 | 346.05 | 458.9524 | 90.9308 | 847.75 | 1045.3636 | 262.8475 | 377.38 | 646.0025 | 195.9039
[48 empty] | 6953 | 490.6316 | 258.375 | 346.05 | 458.9524 | 90.9308 | 847.75 | 1045.3636 | 262.8475 | 377.38 | 646.0025 | 195.9039
[48 empty] | 6954 | 490.6316 | 258.375 | 346.05 | 458.9524 | 90.9308 | 847.75 | 1045.3636 | 262.8475 | 377.38 | 646.0025 | 195.9039
[48 empty] | 6955 | 490.6316 | 258.375 | 346.05 | 458.9524 | 90.9308 | 847.75 | 1045.3636 | 262.8475 | 377.38 | 646.0025 | 195.9039
[48 empty] | 6956 | 490.6316 | 258.375 | 346.05 | 458.9524 | 90.9308 | 847.75 | 1045.3636 | 262.8475 | 377.38 | 646.0025 | 195.9039
[48 empty] | 6957 | 490.6316 | 258.375 | 346.05 | 458.9524 | 90.9308 | 847.75 | 1045.3636 | 262.8475 | 377.38 | 646.0025 | 195.9039
[48 empty] | 6958 | 490.6316 | 258.375 | 346.05 | 458.9524 | 90.9308 | 847.75 | 1045.3636 | 262.8475 | 377.38 | 646.0025 | 195.9039
[48 empty] | 6959 | 490.6316 | 258.375 | 346.05 | 458.9524 | 90.9308 | 847.75 | 1045.3636 | 262.8475 | 377.38 | 646.0025 | 195.9039
[48 empty] | 6960 | 490.6316 | 258.375 | 346.05 | 458.9524 | 90.9308 | 847.75 | 1045.3636 | 262.8475 | 377.38 | 646.0025 | 195.9039
[48 empty] | 6961 | 491.8947 | 259.0625 | 346.75 | 457.4762 | 90.7692 | 838.1 | 1049.5909 | 263.3788 | 374.163 | 652.162 | 197.1999
[48 empty] | 6962 | 491.8947 | 259.0625 | 346.75 | 457.4762 | 90.7692 | 838.1 | 1049.5909 | 263.3788 | 374.163 | 652.162 | 197.1999
[48 empty] | 6963 | 491.8947 | 259.0625 | 346.75 | 457.4762 | 90.7692 | 838.1 | 1049.5909 | 263.3788 | 374.163 | 652.162 | 197.1999
[48 empty] | 6964 | 491.8947 | 259.0625 | 346.75 | 457.4762 | 90.7692 | 838.1 | 1049.5909 | 263.3788 | 374.163 | 652.162 | 197.1999
[48 empty] | 6965 | 491.8947 | 259.0625 | 346.75 | 457.4762 | 90.7692 | 838.1 | 1049.5909 | 263.3788 | 374.163 | 652.162 | 197.1999
[48 empty] | 6966 | 491.8947 | 259.0625 | 346.75 | 457.4762 | 90.7692 | 838.1 | 1049.5909 | 263.3788 | 374.163 | 652.162 | 197.1999
[48 empty] | 6967 | 491.8947 | 259.0625 | 346.75 | 457.4762 | 90.7692 | 838.1 | 1049.5909 | 263.3788 | 374.163 | 652.162 | 197.1999
[48 empty] | 6968 | 491.8947 | 259.0625 | 346.75 | 457.4762 | 90.7692 | 838.1 | 1049.5909 | 263.3788 | 374.163 | 652.162 | 197.1999
[48 empty] | 6969 | 491.8947 | 259.0625 | 346.75 | 457.4762 | 90.7692 | 838.1 | 1049.5909 | 263.3788 | 374.163 | 652.162 | 197.1999
[48 empty] | 6970 | 491.8947 | 259.0625 | 346.75 | 457.4762 | 90.7692 | 838.1 | 1049.5909 | 263.3788 | 374.163 | 652.162 | 197.1999
[48 empty] | 6971 | 491.8947 | 259.0625 | 346.75 | 457.4762 | 90.7692 | 838.1 | 1049.5909 | 263.3788 | 374.163 | 652.162 | 197.1999
[48 empty] | 6972 | 491.8947 | 259.0625 | 346.75 | 457.4762 | 90.7692 | 838.1 | 1049.5909 | 263.3788 | 374.163 | 652.162 | 197.1999
[48 empty] | 6973 | 491.8947 | 259.0625 | 346.75 | 457.4762 | 90.7692 | 838.1 | 1049.5909 | 263.3788 | 374.163 | 652.162 | 197.1999
[48 empty] | 6974 | 491.8947 | 259.0625 | 346.75 | 457.4762 | 90.7692 | 838.1 | 1049.5909 | 263.3788 | 374.163 | 652.162 | 197.1999
[48 empty] | 6975 | 491.8947 | 259.0625 | 346.75 | 457.4762 | 90.7692 | 838.1 | 1049.5909 | 263.3788 | 374.163 | 652.162 | 197.1999
[48 empty] | 6976 | 491.8947 | 259.0625 | 346.75 | 457.4762 | 90.7692 | 838.1 | 1049.5909 | 263.3788 | 374.163 | 652.162 | 197.1999
[48 empty] | 6977 | 491.8947 | 259.0625 | 346.75 | 457.4762 | 90.7692 | 838.1 | 1049.5909 | 263.3788 | 374.163 | 652.162 | 197.1999
[48 empty] | 6978 | 491.8947 | 259.0625 | 346.75 | 457.4762 | 90.7692 | 838.1 | 1049.5909 | 263.3788 | 374.163 | 652.162 | 197.1999
[48 empty] | 6979 | 491.8947 | 259.0625 | 346.75 | 457.4762 | 90.7692 | 838.1 | 1049.5909 | 263.3788 | 374.163 | 652.162 | 197.1999
[48 empty] | 6980 | 491.8947 | 259.0625 | 346.75 | 457.4762 | 90.7692 | 838.1 | 1049.5909 | 263.3788 | 374.163 | 652.162 | 197.1999
[48 empty] | 6981 | 491.8947 | 259.0625 | 346.75 | 457.4762 | 90.7692 | 838.1 | 1049.5909 | 263.3788 | 374.163 | 652.162 | 197.1999
[48 empty] | 6982 | 491.8947 | 259.0625 | 346.75 | 457.4762 | 90.7692 | 838.1 | 1049.5909 | 263.3788 | 374.163 | 652.162 | 197.1999
[48 empty] | 6983 | 491.8947 | 259.0625 | 346.75 | 457.4762 | 90.7692 | 838.1 | 1049.5909 | 263.3788 | 374.163 | 652.162 | 197.1999
[48 empty] | 6984 | 491.8947 | 259.0625 | 346.75 | 457.4762 | 90.7692 | 838.1 | 1049.5909 | 263.3788 | 374.163 | 652.162 | 197.1999
[48 empty] | 6985 | 492.5263 | 258.25 | 347.75 | 456.4286 | 88.9077 | 828.35 | 1051.5455 | 261.8438 | 376.1369 | 696.6444 | 198.9331
[48 empty] | 6986 | 492.5263 | 258.25 | 347.75 | 456.4286 | 88.9077 | 828.35 | 1051.5455 | 261.8438 | 376.1369 | 696.6444 | 198.9331
[48 empty] | 6987 | 492.5263 | 258.25 | 347.75 | 456.4286 | 88.9077 | 828.35 | 1051.5455 | 261.8438 | 376.1369 | 696.6444 | 198.9331
[48 empty] | 6988 | 492.5263 | 258.25 | 347.75 | 456.4286 | 88.9077 | 828.35 | 1051.5455 | 261.8438 | 376.1369 | 696.6444 | 198.9331
[48 empty] | 6989 | 492.5263 | 258.25 | 347.75 | 456.4286 | 88.9077 | 828.35 | 1051.5455 | 261.8438 | 376.1369 | 696.6444 | 198.9331
[48 empty] | 6990 | 492.5263 | 258.25 | 347.75 | 456.4286 | 88.9077 | 828.35 | 1051.5455 | 261.8438 | 376.1369 | 696.6444 | 198.9331
[48 empty] | 6991 | 492.5263 | 258.25 | 347.75 | 456.4286 | 88.9077 | 828.35 | 1051.5455 | 261.8438 | 376.1369 | 696.6444 | 198.9331
[48 empty] | 6992 | 492.5263 | 258.25 | 347.75 | 456.4286 | 88.9077 | 828.35 | 1051.5455 | 261.8438 | 376.1369 | 696.6444 | 198.9331
[48 empty] | 6993 | 492.5263 | 258.25 | 347.75 | 456.4286 | 88.9077 | 828.35 | 1051.5455 | 261.8438 | 376.1369 | 696.6444 | 198.9331
[48 empty] | 6994 | 492.5263 | 258.25 | 347.75 | 456.4286 | 88.9077 | 828.35 | 1051.5455 | 261.8438 | 376.1369 | 696.6444 | 198.9331
[48 empty] | 6995 | 492.5263 | 258.25 | 347.75 | 456.4286 | 88.9077 | 828.35 | 1051.5455 | 261.8438 | 376.1369 | 696.6444 | 198.9331
[48 empty] | 6996 | 492.5263 | 258.25 | 347.75 | 456.4286 | 88.9077 | 828.35 | 1051.5455 | 261.8438 | 376.1369 | 696.6444 | 198.9331
[48 empty] | 6997 | 492.5263 | 258.25 | 347.75 | 456.4286 | 88.9077 | 828.35 | 1051.5455 | 261.8438 | 376.1369 | 696.6444 | 198.9331
[48 empty] | 6998 | 492.5263 | 258.25 | 347.75 | 456.4286 | 88.9077 | 828.35 | 1051.5455 | 261.8438 | 376.1369 | 696.6444 | 198.9331
[48 empty] | 6999 | 492.5263 | 258.25 | 347.75 | 456.4286 | 88.9077 | 828.35 | 1051.5455 | 261.8438 | 376.1369 | 696.6444 | 198.9331
[48 empty] | 7000 | 492.5263 | 258.25 | 347.75 | 456.4286 | 88.9077 | 828.35 | 1051.5455 | 261.8438 | 376.1369 | 696.6444 | 198.9331
[48 empty] | 7001 | 492.5263 | 258.25 | 347.75 | 456.4286 | 88.9077 | 828.35 | 1051.5455 | 261.8438 | 376.1369 | 696.6444 | 198.9331
[48 empty] | 7002 | 492.5263 | 258.25 | 347.75 | 456.4286 | 88.9077 | 828.35 | 1051.5455 | 261.8438 | 376.1369 | 696.6444 | 198.9331
[48 empty] | 7003 | 492.5263 | 258.25 | 347.75 | 456.4286 | 88.9077 | 828.35 | 1051.5455 | 261.8438 | 376.1369 | 696.6444 | 198.9331
[48 empty] | 7004 | 492.5263 | 258.25 | 347.75 | 456.4286 | 88.9077 | 828.35 | 1051.5455 | 261.8438 | 376.1369 | 696.6444 | 198.9331
[48 empty] | 7005 | 492.5263 | 258.25 | 347.75 | 456.4286 | 88.9077 | 828.35 | 1051.5455 | 261.8438 | 376.1369 | 696.6444 | 198.9331
[48 empty] | 7006 | 492.5263 | 258.25 | 347.75 | 456.4286 | 88.9077 | 828.35 | 1051.5455 | 261.8438 | 376.1369 | 696.6444 | 198.9331
[48 empty] | 7007 | 492.5263 | 258.25 | 347.75 | 456.4286 | 88.9077 | 828.35 | 1051.5455 | 261.8438 | 376.1369 | 696.6444 | 198.9331
[48 empty] | 7008 | 492.5263 | 258.25 | 347.75 | 456.4286 | 88.9077 | 828.35 | 1051.5455 | 261.8438 | 376.1369 | 696.6444 | 198.9331
[48 empty] | 7009 | 490.3158 | 257.9375 | 345.85 | 456.4286 | 89.5538 | 823.1 | 1056.0909 | 260.3562 | 377.7791 | 725.271 | 200.5863
[48 empty] | 7010 | 490.3158 | 257.9375 | 345.85 | 456.4286 | 89.5538 | 823.1 | 1056.0909 | 260.3562 | 377.7791 | 725.271 | 200.5863
[48 empty] | 7011 | 490.3158 | 257.9375 | 345.85 | 456.4286 | 89.5538 | 823.1 | 1056.0909 | 260.3562 | 377.7791 | 725.271 | 200.5863
[48 empty] | 7012 | 490.3158 | 257.9375 | 345.85 | 456.4286 | 89.5538 | 823.1 | 1056.0909 | 260.3562 | 377.7791 | 725.271 | 200.5863
[48 empty] | 7013 | 490.3158 | 257.9375 | 345.85 | 456.4286 | 89.5538 | 823.1 | 1056.0909 | 260.3562 | 377.7791 | 725.271 | 200.5863
[48 empty] | 7014 | 490.3158 | 257.9375 | 345.85 | 456.4286 | 89.5538 | 823.1 | 1056.0909 | 260.3562 | 377.7791 | 725.271 | 200.5863
[48 empty] | 7015 | 490.3158 | 257.9375 | 345.85 | 456.4286 | 89.5538 | 823.1 | 1056.0909 | 260.3562 | 377.7791 | 725.271 | 200.5863
[48 empty] | 7016 | 490.3158 | 257.9375 | 345.85 | 456.4286 | 89.5538 | 823.1 | 1056.0909 | 260.3562 | 377.7791 | 725.271 | 200.5863
[48 empty] | 7017 | 490.3158 | 257.9375 | 345.85 | 456.4286 | 89.5538 | 823.1 | 1056.0909 | 260.3562 | 377.7791 | 725.271 | 200.5863
[48 empty] | 7018 | 490.3158 | 257.9375 | 345.85 | 456.4286 | 89.5538 | 823.1 | 1056.0909 | 260.3562 | 377.7791 | 725.271 | 200.5863
[48 empty] | 7019 | 490.3158 | 257.9375 | 345.85 | 456.4286 | 89.5538 | 823.1 | 1056.0909 | 260.3562 | 377.7791 | 725.271 | 200.5863
[48 empty] | 7020 | 490.3158 | 257.9375 | 345.85 | 456.4286 | 89.5538 | 823.1 | 1056.0909 | 260.3562 | 377.7791 | 725.271 | 200.5863
[48 empty] | 7021 | 490.3158 | 257.9375 | 345.85 | 456.4286 | 89.5538 | 823.1 | 1056.0909 | 260.3562 | 377.7791 | 725.271 | 200.5863
[48 empty] | 7022 | 490.3158 | 257.9375 | 345.85 | 456.4286 | 89.5538 | 823.1 | 1056.0909 | 260.3562 | 377.7791 | 725.271 | 200.5863
[48 empty] | 7023 | 490.3158 | 257.9375 | 345.85 | 456.4286 | 89.5538 | 823.1 | 1056.0909 | 260.3562 | 377.7791 | 725.271 | 200.5863
[48 empty] | 7024 | 490.3158 | 257.9375 | 345.85 | 456.4286 | 89.5538 | 823.1 | 1056.0909 | 260.3562 | 377.7791 | 725.271 | 200.5863
[48 empty] | 7025 | 490.3158 | 257.9375 | 345.85 | 456.4286 | 89.5538 | 823.1 | 1056.0909 | 260.3562 | 377.7791 | 725.271 | 200.5863
[48 empty] | 7026 | 490.3158 | 257.9375 | 345.85 | 456.4286 | 89.5538 | 823.1 | 1056.0909 | 260.3562 | 377.7791 | 725.271 | 200.5863
[48 empty] | 7027 | 490.3158 | 257.9375 | 345.85 | 456.4286 | 89.5538 | 823.1 | 1056.0909 | 260.3562 | 377.7791 | 725.271 | 200.5863
[48 empty] | 7028 | 490.3158 | 257.9375 | 345.85 | 456.4286 | 89.5538 | 823.1 | 1056.0909 | 260.3562 | 377.7791 | 725.271 | 200.5863
[48 empty] | 7029 | 490.3158 | 257.9375 | 345.85 | 456.4286 | 89.5538 | 823.1 | 1056.0909 | 260.3562 | 377.7791 | 725.271 | 200.5863
[48 empty] | 7030 | 490.3158 | 257.9375 | 345.85 | 456.4286 | 89.5538 | 823.1 | 1056.0909 | 260.3562 | 377.7791 | 725.271 | 200.5863
[48 empty] | 7031 | 490.3158 | 257.9375 | 345.85 | 456.4286 | 89.5538 | 823.1 | 1056.0909 | 260.3562 | 377.7791 | 725.271 | 200.5863
[48 empty] | 7032 | 490.3158 | 257.9375 | 345.85 | 456.4286 | 89.5538 | 823.1 | 1056.0909 | 260.3562 | 377.7791 | 725.271 | 200.5863
[48 empty] | 7033 | 488.5789 | 257.3125 | 345.55 | 454.2381 | 89.9077 | 811.25 | 1059.6818 | 259.1125 | 371.0104 | 720.2282 | 201.6206
[48 empty] | 7034 | 488.5789 | 257.3125 | 345.55 | 454.2381 | 89.9077 | 811.25 | 1059.6818 | 259.1125 | 371.0104 | 720.2282 | 201.6206
[48 empty] | 7035 | 488.5789 | 257.3125 | 345.55 | 454.2381 | 89.9077 | 811.25 | 1059.6818 | 259.1125 | 371.0104 | 720.2282 | 201.6206
[48 empty] | 7036 | 488.5789 | 257.3125 | 345.55 | 454.2381 | 89.9077 | 811.25 | 1059.6818 | 259.1125 | 371.0104 | 720.2282 | 201.6206
[48 empty] | 7037 | 488.5789 | 257.3125 | 345.55 | 454.2381 | 89.9077 | 811.25 | 1059.6818 | 259.1125 | 371.0104 | 720.2282 | 201.6206
[48 empty] | 7038 | 488.5789 | 257.3125 | 345.55 | 454.2381 | 89.9077 | 811.25 | 1059.6818 | 259.1125 | 371.0104 | 720.2282 | 201.6206
[48 empty] | 7039 | 488.5789 | 257.3125 | 345.55 | 454.2381 | 89.9077 | 811.25 | 1059.6818 | 259.1125 | 371.0104 | 720.2282 | 201.6206
[48 empty] | 7040 | 488.5789 | 257.3125 | 345.55 | 454.2381 | 89.9077 | 811.25 | 1059.6818 | 259.1125 | 371.0104 | 720.2282 | 201.6206
[48 empty] | 7041 | 488.5789 | 257.3125 | 345.55 | 454.2381 | 89.9077 | 811.25 | 1059.6818 | 259.1125 | 371.0104 | 720.2282 | 201.6206
[48 empty] | 7042 | 488.5789 | 257.3125 | 345.55 | 454.2381 | 89.9077 | 811.25 | 1059.6818 | 259.1125 | 371.0104 | 720.2282 | 201.6206
[48 empty] | 7043 | 488.5789 | 257.3125 | 345.55 | 454.2381 | 89.9077 | 811.25 | 1059.6818 | 259.1125 | 371.0104 | 720.2282 | 201.6206
[48 empty] | 7044 | 488.5789 | 257.3125 | 345.55 | 454.2381 | 89.9077 | 811.25 | 1059.6818 | 259.1125 | 371.0104 | 720.2282 | 201.6206
[48 empty] | 7045 | 488.5789 | 257.3125 | 345.55 | 454.2381 | 89.9077 | 811.25 | 1059.6818 | 259.1125 | 371.0104 | 720.2282 | 201.6206
[48 empty] | 7046 | 488.5789 | 257.3125 | 345.55 | 454.2381 | 89.9077 | 811.25 | 1059.6818 | 259.1125 | 371.0104 | 720.2282 | 201.6206
[48 empty] | 7047 | 488.5789 | 257.3125 | 345.55 | 454.2381 | 89.9077 | 811.25 | 1059.6818 | 259.1125 | 371.0104 | 720.2282 | 201.6206
[48 empty] | 7048 | 488.5789 | 257.3125 | 345.55 | 454.2381 | 89.9077 | 811.25 | 1059.6818 | 259.1125 | 371.0104 | 720.2282 | 201.6206
[48 empty] | 7049 | 488.5789 | 257.3125 | 345.55 | 454.2381 | 89.9077 | 811.25 | 1059.6818 | 259.1125 | 371.0104 | 720.2282 | 201.6206
[48 empty] | 7050 | 488.5789 | 257.3125 | 345.55 | 454.2381 | 89.9077 | 811.25 | 1059.6818 | 259.1125 | 371.0104 | 720.2282 | 201.6206
[48 empty] | 7051 | 488.5789 | 257.3125 | 345.55 | 454.2381 | 89.9077 | 811.25 | 1059.6818 | 259.1125 | 371.0104 | 720.2282 | 201.6206
[48 empty] | 7052 | 488.5789 | 257.3125 | 345.55 | 454.2381 | 89.9077 | 811.25 | 1059.6818 | 259.1125 | 371.0104 | 720.2282 | 201.6206
[48 empty] | 7053 | 488.5789 | 257.3125 | 345.55 | 454.2381 | 89.9077 | 811.25 | 1059.6818 | 259.1125 | 371.0104 | 720.2282 | 201.6206
[48 empty] | 7054 | 488.5789 | 257.3125 | 345.55 | 454.2381 | 89.9077 | 811.25 | 1059.6818 | 259.1125 | 371.0104 | 720.2282 | 201.6206
[48 empty] | 7055 | 488.5789 | 257.3125 | 345.55 | 454.2381 | 89.9077 | 811.25 | 1059.6818 | 259.1125 | 371.0104 | 720.2282 | 201.6206
[48 empty] | 7056 | 488.5789 | 257.3125 | 345.55 | 454.2381 | 89.9077 | 811.25 | 1059.6818 | 259.1125 | 371.0104 | 720.2282 | 201.6206
[48 empty] | 7057 | 488.0526 | 258.0625 | 346.1 | 453.0476 | 88.8385 | 804.9 | 1060.8182 | 258.0512 | 366.8111 | 723.6936 | 200.6482
[48 empty] | 7058 | 488.0526 | 258.0625 | 346.1 | 453.0476 | 88.8385 | 804.9 | 1060.8182 | 258.0512 | 366.8111 | 723.6936 | 200.6482
[48 empty] | 7059 | 488.0526 | 258.0625 | 346.1 | 453.0476 | 88.8385 | 804.9 | 1060.8182 | 258.0512 | 366.8111 | 723.6936 | 200.6482
[48 empty] | 7060 | 488.0526 | 258.0625 | 346.1 | 453.0476 | 88.8385 | 804.9 | 1060.8182 | 258.0512 | 366.8111 | 723.6936 | 200.6482
[48 empty] | 7061 | 488.0526 | 258.0625 | 346.1 | 453.0476 | 88.8385 | 804.9 | 1060.8182 | 258.0512 | 366.8111 | 723.6936 | 200.6482
[48 empty] | 7062 | 488.0526 | 258.0625 | 346.1 | 453.0476 | 88.8385 | 804.9 | 1060.8182 | 258.0512 | 366.8111 | 723.6936 | 200.6482
[48 empty] | 7063 | 488.0526 | 258.0625 | 346.1 | 453.0476 | 88.8385 | 804.9 | 1060.8182 | 258.0512 | 366.8111 | 723.6936 | 200.6482
[48 empty] | 7064 | 488.0526 | 258.0625 | 346.1 | 453.0476 | 88.8385 | 804.9 | 1060.8182 | 258.0512 | 366.8111 | 723.6936 | 200.6482
[48 empty] | 7065 | 488.0526 | 258.0625 | 346.1 | 453.0476 | 88.8385 | 804.9 | 1060.8182 | 258.0512 | 366.8111 | 723.6936 | 200.6482
[48 empty] | 7066 | 488.0526 | 258.0625 | 346.1 | 453.0476 | 88.8385 | 804.9 | 1060.8182 | 258.0512 | 366.8111 | 723.6936 | 200.6482
[48 empty] | 7067 | 488.0526 | 258.0625 | 346.1 | 453.0476 | 88.8385 | 804.9 | 1060.8182 | 258.0512 | 366.8111 | 723.6936 | 200.6482
[48 empty] | 7068 | 488.0526 | 258.0625 | 346.1 | 453.0476 | 88.8385 | 804.9 | 1060.8182 | 258.0512 | 366.8111 | 723.6936 | 200.6482
[48 empty] | 7069 | 488.0526 | 258.0625 | 346.1 | 453.0476 | 88.8385 | 804.9 | 1060.8182 | 258.0512 | 366.8111 | 723.6936 | 200.6482
[48 empty] | 7070 | 488.0526 | 258.0625 | 346.1 | 453.0476 | 88.8385 | 804.9 | 1060.8182 | 258.0512 | 366.8111 | 723.6936 | 200.6482
[48 empty] | 7071 | 488.0526 | 258.0625 | 346.1 | 453.0476 | 88.8385 | 804.9 | 1060.8182 | 258.0512 | 366.8111 | 723.6936 | 200.6482
[48 empty] | 7072 | 488.0526 | 258.0625 | 346.1 | 453.0476 | 88.8385 | 804.9 | 1060.8182 | 258.0512 | 366.8111 | 723.6936 | 200.6482
[48 empty] | 7073 | 488.0526 | 258.0625 | 346.1 | 453.0476 | 88.8385 | 804.9 | 1060.8182 | 258.0512 | 366.8111 | 723.6936 | 200.6482
[48 empty] | 7074 | 488.0526 | 258.0625 | 346.1 | 453.0476 | 88.8385 | 804.9 | 1060.8182 | 258.0512 | 366.8111 | 723.6936 | 200.6482
[48 empty] | 7075 | 488.0526 | 258.0625 | 346.1 | 453.0476 | 88.8385 | 804.9 | 1060.8182 | 258.0512 | 366.8111 | 723.6936 | 200.6482
[48 empty] | 7076 | 488.0526 | 258.0625 | 346.1 | 453.0476 | 88.8385 | 804.9 | 1060.8182 | 258.0512 | 366.8111 | 723.6936 | 200.6482
[48 empty] | 7077 | 488.0526 | 258.0625 | 346.1 | 453.0476 | 88.8385 | 804.9 | 1060.8182 | 258.0512 | 366.8111 | 723.6936 | 200.6482
[48 empty] | 7078 | 488.0526 | 258.0625 | 346.1 | 453.0476 | 88.8385 | 804.9 | 1060.8182 | 258.0512 | 366.8111 | 723.6936 | 200.6482
[48 empty] | 7079 | 488.0526 | 258.0625 | 346.1 | 453.0476 | 88.8385 | 804.9 | 1060.8182 | 258.0512 | 366.8111 | 723.6936 | 200.6482
[48 empty] | 7080 | 488.0526 | 258.0625 | 346.1 | 453.0476 | 88.8385 | 804.9 | 1060.8182 | 258.0512 | 366.8111 | 723.6936 | 200.6482
[48 empty] | 7081 | 485.9474 | 257.5 | 346.15 | 452.7619 | 87.7615 | 795.4 | 1062.8182 | 256.3525 | 370.0284 | 717.4638 | 199.9154
[48 empty] | 7082 | 485.9474 | 257.5 | 346.15 | 452.7619 | 87.7615 | 795.4 | 1062.8182 | 256.3525 | 370.0284 | 717.4638 | 199.9154
[48 empty] | 7083 | 485.9474 | 257.5 | 346.15 | 452.7619 | 87.7615 | 795.4 | 1062.8182 | 256.3525 | 370.0284 | 717.4638 | 199.9154
[48 empty] | 7084 | 485.9474 | 257.5 | 346.15 | 452.7619 | 87.7615 | 795.4 | 1062.8182 | 256.3525 | 370.0284 | 717.4638 | 199.9154
[48 empty] | 7085 | 485.9474 | 257.5 | 346.15 | 452.7619 | 87.7615 | 795.4 | 1062.8182 | 256.3525 | 370.0284 | 717.4638 | 199.9154
[48 empty] | 7086 | 485.9474 | 257.5 | 346.15 | 452.7619 | 87.7615 | 795.4 | 1062.8182 | 256.3525 | 370.0284 | 717.4638 | 199.9154
[48 empty] | 7087 | 485.9474 | 257.5 | 346.15 | 452.7619 | 87.7615 | 795.4 | 1062.8182 | 256.3525 | 370.0284 | 717.4638 | 199.9154
[48 empty] | 7088 | 485.9474 | 257.5 | 346.15 | 452.7619 | 87.7615 | 795.4 | 1062.8182 | 256.3525 | 370.0284 | 717.4638 | 199.9154
[48 empty] | 7089 | 485.9474 | 257.5 | 346.15 | 452.7619 | 87.7615 | 795.4 | 1062.8182 | 256.3525 | 370.0284 | 717.4638 | 199.9154
[48 empty] | 7090 | 485.9474 | 257.5 | 346.15 | 452.7619 | 87.7615 | 795.4 | 1062.8182 | 256.3525 | 370.0284 | 717.4638 | 199.9154
[48 empty] | 7091 | 485.9474 | 257.5 | 346.15 | 452.7619 | 87.7615 | 795.4 | 1062.8182 | 256.3525 | 370.0284 | 717.4638 | 199.9154
[48 empty] | 7092 | 485.9474 | 257.5 | 346.15 | 452.7619 | 87.7615 | 795.4 | 1062.8182 | 256.3525 | 370.0284 | 717.4638 | 199.9154
[48 empty] | 7093 | 485.9474 | 257.5 | 346.15 | 452.7619 | 87.7615 | 795.4 | 1062.8182 | 256.3525 | 370.0284 | 717.4638 | 199.9154
[48 empty] | 7094 | 485.9474 | 257.5 | 346.15 | 452.7619 | 87.7615 | 795.4 | 1062.8182 | 256.3525 | 370.0284 | 717.4638 | 199.9154
[48 empty] | 7095 | 485.9474 | 257.5 | 346.15 | 452.7619 | 87.7615 | 795.4 | 1062.8182 | 256.3525 | 370.0284 | 717.4638 | 199.9154
[48 empty] | 7096 | 485.9474 | 257.5 | 346.15 | 452.7619 | 87.7615 | 795.4 | 1062.8182 | 256.3525 | 370.0284 | 717.4638 | 199.9154
[48 empty] | 7097 | 485.9474 | 257.5 | 346.15 | 452.7619 | 87.7615 | 795.4 | 1062.8182 | 256.3525 | 370.0284 | 717.4638 | 199.9154
[48 empty] | 7098 | 485.9474 | 257.5 | 346.15 | 452.7619 | 87.7615 | 795.4 | 1062.8182 | 256.3525 | 370.0284 | 717.4638 | 199.9154
[48 empty] | 7099 | 485.9474 | 257.5 | 346.15 | 452.7619 | 87.7615 | 795.4 | 1062.8182 | 256.3525 | 370.0284 | 717.4638 | 199.9154
[48 empty] | 7100 | 485.9474 | 257.5 | 346.15 | 452.7619 | 87.7615 | 795.4 | 1062.8182 | 256.3525 | 370.0284 | 717.4638 | 199.9154
[48 empty] | 7101 | 485.9474 | 257.5 | 346.15 | 452.7619 | 87.7615 | 795.4 | 1062.8182 | 256.3525 | 370.0284 | 717.4638 | 199.9154
[48 empty] | 7102 | 485.9474 | 257.5 | 346.15 | 452.7619 | 87.7615 | 795.4 | 1062.8182 | 256.3525 | 370.0284 | 717.4638 | 199.9154
[48 empty] | 7103 | 485.9474 | 257.5 | 346.15 | 452.7619 | 87.7615 | 795.4 | 1062.8182 | 256.3525 | 370.0284 | 717.4638 | 199.9154
[48 empty] | 7104 | 485.9474 | 257.5 | 346.15 | 452.7619 | 87.7615 | 795.4 | 1062.8182 | 256.3525 | 370.0284 | 717.4638 | 199.9154
[48 empty] | 7105 | 485.8421 | 256.0625 | 347.35 | 452.9048 | 85.8308 | 786.1 | 1066.3636 | 254.1438 | 364.8929 | 679.3738 | 195.9793
[48 empty] | 7106 | 485.8421 | 256.0625 | 347.35 | 452.9048 | 85.8308 | 786.1 | 1066.3636 | 254.1438 | 364.8929 | 679.3738 | 195.9793
[48 empty] | 7107 | 485.8421 | 256.0625 | 347.35 | 452.9048 | 85.8308 | 786.1 | 1066.3636 | 254.1438 | 364.8929 | 679.3738 | 195.9793
[48 empty] | 7108 | 485.8421 | 256.0625 | 347.35 | 452.9048 | 85.8308 | 786.1 | 1066.3636 | 254.1438 | 364.8929 | 679.3738 | 195.9793
[48 empty] | 7109 | 485.8421 | 256.0625 | 347.35 | 452.9048 | 85.8308 | 786.1 | 1066.3636 | 254.1438 | 364.8929 | 679.3738 | 195.9793
[48 empty] | 7110 | 485.8421 | 256.0625 | 347.35 | 452.9048 | 85.8308 | 786.1 | 1066.3636 | 254.1438 | 364.8929 | 679.3738 | 195.9793
[48 empty] | 7111 | 485.8421 | 256.0625 | 347.35 | 452.9048 | 85.8308 | 786.1 | 1066.3636 | 254.1438 | 364.8929 | 679.3738 | 195.9793
[48 empty] | 7112 | 485.8421 | 256.0625 | 347.35 | 452.9048 | 85.8308 | 786.1 | 1066.3636 | 254.1438 | 364.8929 | 679.3738 | 195.9793
[48 empty] | 7113 | 485.8421 | 256.0625 | 347.35 | 452.9048 | 85.8308 | 786.1 | 1066.3636 | 254.1438 | 364.8929 | 679.3738 | 195.9793
[48 empty] | 7114 | 485.8421 | 256.0625 | 347.35 | 452.9048 | 85.8308 | 786.1 | 1066.3636 | 254.1438 | 364.8929 | 679.3738 | 195.9793
[48 empty] | 7115 | 485.8421 | 256.0625 | 347.35 | 452.9048 | 85.8308 | 786.1 | 1066.3636 | 254.1438 | 364.8929 | 679.3738 | 195.9793
[48 empty] | 7116 | 485.8421 | 256.0625 | 347.35 | 452.9048 | 85.8308 | 786.1 | 1066.3636 | 254.1438 | 364.8929 | 679.3738 | 195.9793
[48 empty] | 7117 | 485.8421 | 256.0625 | 347.35 | 452.9048 | 85.8308 | 786.1 | 1066.3636 | 254.1438 | 364.8929 | 679.3738 | 195.9793
[48 empty] | 7118 | 485.8421 | 256.0625 | 347.35 | 452.9048 | 85.8308 | 786.1 | 1066.3636 | 254.1438 | 364.8929 | 679.3738 | 195.9793
[48 empty] | 7119 | 485.8421 | 256.0625 | 347.35 | 452.9048 | 85.8308 | 786.1 | 1066.3636 | 254.1438 | 364.8929 | 679.3738 | 195.9793
[48 empty] | 7120 | 485.8421 | 256.0625 | 347.35 | 452.9048 | 85.8308 | 786.1 | 1066.3636 | 254.1438 | 364.8929 | 679.3738 | 195.9793
[48 empty] | 7121 | 485.8421 | 256.0625 | 347.35 | 452.9048 | 85.8308 | 786.1 | 1066.3636 | 254.1438 | 364.8929 | 679.3738 | 195.9793
[48 empty] | 7122 | 485.8421 | 256.0625 | 347.35 | 452.9048 | 85.8308 | 786.1 | 1066.3636 | 254.1438 | 364.8929 | 679.3738 | 195.9793
[48 empty] | 7123 | 485.8421 | 256.0625 | 347.35 | 452.9048 | 85.8308 | 786.1 | 1066.3636 | 254.1438 | 364.8929 | 679.3738 | 195.9793
[48 empty] | 7124 | 485.8421 | 256.0625 | 347.35 | 452.9048 | 85.8308 | 786.1 | 1066.3636 | 254.1438 | 364.8929 | 679.3738 | 195.9793
[48 empty] | 7125 | 485.8421 | 256.0625 | 347.35 | 452.9048 | 85.8308 | 786.1 | 1066.3636 | 254.1438 | 364.8929 | 679.3738 | 195.9793
[48 empty] | 7126 | 485.8421 | 256.0625 | 347.35 | 452.9048 | 85.8308 | 786.1 | 1066.3636 | 254.1438 | 364.8929 | 679.3738 | 195.9793
[48 empty] | 7127 | 485.8421 | 256.0625 | 347.35 | 452.9048 | 85.8308 | 786.1 | 1066.3636 | 254.1438 | 364.8929 | 679.3738 | 195.9793
[48 empty] | 7128 | 485.8421 | 256.0625 | 347.35 | 452.9048 | 85.8308 | 786.1 | 1066.3636 | 254.1438 | 364.8929 | 679.3738 | 195.9793
[48 empty] | 7129 | 491.1579 | 255.375 | 348.85 | 451.2381 | 84.2615 | 780.7 | 1067.3636 | 251.4963 | 359.8554 | 678.8971 | 193.306
[48 empty] | 7130 | 491.1579 | 255.375 | 348.85 | 451.2381 | 84.2615 | 780.7 | 1067.3636 | 251.4963 | 359.8554 | 678.8971 | 193.306
[48 empty] | 7131 | 491.1579 | 255.375 | 348.85 | 451.2381 | 84.2615 | 780.7 | 1067.3636 | 251.4963 | 359.8554 | 678.8971 | 193.306
[48 empty] | 7132 | 491.1579 | 255.375 | 348.85 | 451.2381 | 84.2615 | 780.7 | 1067.3636 | 251.4963 | 359.8554 | 678.8971 | 193.306
[48 empty] | 7133 | 491.1579 | 255.375 | 348.85 | 451.2381 | 84.2615 | 780.7 | 1067.3636 | 251.4963 | 359.8554 | 678.8971 | 193.306
[48 empty] | 7134 | 491.1579 | 255.375 | 348.85 | 451.2381 | 84.2615 | 780.7 | 1067.3636 | 251.4963 | 359.8554 | 678.8971 | 193.306
[48 empty] | 7135 | 491.1579 | 255.375 | 348.85 | 451.2381 | 84.2615 | 780.7 | 1067.3636 | 251.4963 | 359.8554 | 678.8971 | 193.306
[48 empty] | 7136 | 491.1579 | 255.375 | 348.85 | 451.2381 | 84.2615 | 780.7 | 1067.3636 | 251.4963 | 359.8554 | 678.8971 | 193.306
[48 empty] | 7137 | 491.1579 | 255.375 | 348.85 | 451.2381 | 84.2615 | 780.7 | 1067.3636 | 251.4963 | 359.8554 | 678.8971 | 193.306
[48 empty] | 7138 | 491.1579 | 255.375 | 348.85 | 451.2381 | 84.2615 | 780.7 | 1067.3636 | 251.4963 | 359.8554 | 678.8971 | 193.306
[48 empty] | 7139 | 491.1579 | 255.375 | 348.85 | 451.2381 | 84.2615 | 780.7 | 1067.3636 | 251.4963 | 359.8554 | 678.8971 | 193.306
[48 empty] | 7140 | 491.1579 | 255.375 | 348.85 | 451.2381 | 84.2615 | 780.7 | 1067.3636 | 251.4963 | 359.8554 | 678.8971 | 193.306
[48 empty] | 7141 | 491.1579 | 255.375 | 348.85 | 451.2381 | 84.2615 | 780.7 | 1067.3636 | 251.4963 | 359.8554 | 678.8971 | 193.306
[48 empty] | 7142 | 491.1579 | 255.375 | 348.85 | 451.2381 | 84.2615 | 780.7 | 1067.3636 | 251.4963 | 359.8554 | 678.8971 | 193.306
[48 empty] | 7143 | 491.1579 | 255.375 | 348.85 | 451.2381 | 84.2615 | 780.7 | 1067.3636 | 251.4963 | 359.8554 | 678.8971 | 193.306
[48 empty] | 7144 | 491.1579 | 255.375 | 348.85 | 451.2381 | 84.2615 | 780.7 | 1067.3636 | 251.4963 | 359.8554 | 678.8971 | 193.306
[48 empty] | 7145 | 491.1579 | 255.375 | 348.85 | 451.2381 | 84.2615 | 780.7 | 1067.3636 | 251.4963 | 359.8554 | 678.8971 | 193.306
[48 empty] | 7146 | 491.1579 | 255.375 | 348.85 | 451.2381 | 84.2615 | 780.7 | 1067.3636 | 251.4963 | 359.8554 | 678.8971 | 193.306
[48 empty] | 7147 | 491.1579 | 255.375 | 348.85 | 451.2381 | 84.2615 | 780.7 | 1067.3636 | 251.4963 | 359.8554 | 678.8971 | 193.306
[48 empty] | 7148 | 491.1579 | 255.375 | 348.85 | 451.2381 | 84.2615 | 780.7 | 1067.3636 | 251.4963 | 359.8554 | 678.8971 | 193.306
[48 empty] | 7149 | 491.1579 | 255.375 | 348.85 | 451.2381 | 84.2615 | 780.7 | 1067.3636 | 251.4963 | 359.8554 | 678.8971 | 193.306
[48 empty] | 7150 | 491.1579 | 255.375 | 348.85 | 451.2381 | 84.2615 | 780.7 | 1067.3636 | 251.4963 | 359.8554 | 678.8971 | 193.306
[48 empty] | 7151 | 491.1579 | 255.375 | 348.85 | 451.2381 | 84.2615 | 780.7 | 1067.3636 | 251.4963 | 359.8554 | 678.8971 | 193.306
[48 empty] | 7152 | 491.1579 | 255.375 | 348.85 | 451.2381 | 84.2615 | 780.7 | 1067.3636 | 251.4963 | 359.8554 | 678.8971 | 193.306
[48 empty] | 7153 | 499.1579 | 252.75 | 349.7 | 449.4762 | 82.1 | 775 | 1066.2273 | 249.7262 | 359.6758 | 682.0434 | 190.7403
[48 empty] | 7154 | 499.1579 | 252.75 | 349.7 | 449.4762 | 82.1 | 775 | 1066.2273 | 249.7262 | 359.6758 | 682.0434 | 190.7403
[48 empty] | 7155 | 499.1579 | 252.75 | 349.7 | 449.4762 | 82.1 | 775 | 1066.2273 | 249.7262 | 359.6758 | 682.0434 | 190.7403
[48 empty] | 7156 | 499.1579 | 252.75 | 349.7 | 449.4762 | 82.1 | 775 | 1066.2273 | 249.7262 | 359.6758 | 682.0434 | 190.7403
[48 empty] | 7157 | 499.1579 | 252.75 | 349.7 | 449.4762 | 82.1 | 775 | 1066.2273 | 249.7262 | 359.6758 | 682.0434 | 190.7403
[48 empty] | 7158 | 499.1579 | 252.75 | 349.7 | 449.4762 | 82.1 | 775 | 1066.2273 | 249.7262 | 359.6758 | 682.0434 | 190.7403
[48 empty] | 7159 | 499.1579 | 252.75 | 349.7 | 449.4762 | 82.1 | 775 | 1066.2273 | 249.7262 | 359.6758 | 682.0434 | 190.7403
[48 empty] | 7160 | 499.1579 | 252.75 | 349.7 | 449.4762 | 82.1 | 775 | 1066.2273 | 249.7262 | 359.6758 | 682.0434 | 190.7403
[48 empty] | 7161 | 499.1579 | 252.75 | 349.7 | 449.4762 | 82.1 | 775 | 1066.2273 | 249.7262 | 359.6758 | 682.0434 | 190.7403
[48 empty] | 7162 | 499.1579 | 252.75 | 349.7 | 449.4762 | 82.1 | 775 | 1066.2273 | 249.7262 | 359.6758 | 682.0434 | 190.7403
[48 empty] | 7163 | 499.1579 | 252.75 | 349.7 | 449.4762 | 82.1 | 775 | 1066.2273 | 249.7262 | 359.6758 | 682.0434 | 190.7403
[48 empty] | 7164 | 499.1579 | 252.75 | 349.7 | 449.4762 | 82.1 | 775 | 1066.2273 | 249.7262 | 359.6758 | 682.0434 | 190.7403
[48 empty] | 7165 | 499.1579 | 252.75 | 349.7 | 449.4762 | 82.1 | 775 | 1066.2273 | 249.7262 | 359.6758 | 682.0434 | 190.7403
[48 empty] | 7166 | 499.1579 | 252.75 | 349.7 | 449.4762 | 82.1 | 775 | 1066.2273 | 249.7262 | 359.6758 | 682.0434 | 190.7403
[48 empty] | 7167 | 499.1579 | 252.75 | 349.7 | 449.4762 | 82.1 | 775 | 1066.2273 | 249.7262 | 359.6758 | 682.0434 | 190.7403
[48 empty] | 7168 | 499.1579 | 252.75 | 349.7 | 449.4762 | 82.1 | 775 | 1066.2273 | 249.7262 | 359.6758 | 682.0434 | 190.7403
[48 empty] | 7169 | 499.1579 | 252.75 | 349.7 | 449.4762 | 82.1 | 775 | 1066.2273 | 249.7262 | 359.6758 | 682.0434 | 190.7403
[48 empty] | 7170 | 499.1579 | 252.75 | 349.7 | 449.4762 | 82.1 | 775 | 1066.2273 | 249.7262 | 359.6758 | 682.0434 | 190.7403
[48 empty] | 7171 | 499.1579 | 252.75 | 349.7 | 449.4762 | 82.1 | 775 | 1066.2273 | 249.7262 | 359.6758 | 682.0434 | 190.7403
[48 empty] | 7172 | 499.1579 | 252.75 | 349.7 | 449.4762 | 82.1 | 775 | 1066.2273 | 249.7262 | 359.6758 | 682.0434 | 190.7403
[48 empty] | 7173 | 499.1579 | 252.75 | 349.7 | 449.4762 | 82.1 | 775 | 1066.2273 | 249.7262 | 359.6758 | 682.0434 | 190.7403
[48 empty] | 7174 | 499.1579 | 252.75 | 349.7 | 449.4762 | 82.1 | 775 | 1066.2273 | 249.7262 | 359.6758 | 682.0434 | 190.7403
[48 empty] | 7175 | 499.1579 | 252.75 | 349.7 | 449.4762 | 82.1 | 775 | 1066.2273 | 249.7262 | 359.6758 | 682.0434 | 190.7403
[48 empty] | 7176 | 499.1579 | 252.75 | 349.7 | 449.4762 | 82.1 | 775 | 1066.2273 | 249.7262 | 359.6758 | 682.0434 | 190.7403
[48 empty] | 7177 | 507.1053 | 250.125 | 350 | 448.2381 | 81.0385 | 766.9 | 1062.5909 | 246.7788 | 358.0472 | 665.3193 | 186.3152
[48 empty] | 7178 | 507.1053 | 250.125 | 350 | 448.2381 | 81.0385 | 766.9 | 1062.5909 | 246.7788 | 358.0472 | 665.3193 | 186.3152
[48 empty] | 7179 | 507.1053 | 250.125 | 350 | 448.2381 | 81.0385 | 766.9 | 1062.5909 | 246.7788 | 358.0472 | 665.3193 | 186.3152
[48 empty] | 7180 | 507.1053 | 250.125 | 350 | 448.2381 | 81.0385 | 766.9 | 1062.5909 | 246.7788 | 358.0472 | 665.3193 | 186.3152
[48 empty] | 7181 | 507.1053 | 250.125 | 350 | 448.2381 | 81.0385 | 766.9 | 1062.5909 | 246.7788 | 358.0472 | 665.3193 | 186.3152
[48 empty] | 7182 | 507.1053 | 250.125 | 350 | 448.2381 | 81.0385 | 766.9 | 1062.5909 | 246.7788 | 358.0472 | 665.3193 | 186.3152
[48 empty] | 7183 | 507.1053 | 250.125 | 350 | 448.2381 | 81.0385 | 766.9 | 1062.5909 | 246.7788 | 358.0472 | 665.3193 | 186.3152
[48 empty] | 7184 | 507.1053 | 250.125 | 350 | 448.2381 | 81.0385 | 766.9 | 1062.5909 | 246.7788 | 358.0472 | 665.3193 | 186.3152
[48 empty] | 7185 | 507.1053 | 250.125 | 350 | 448.2381 | 81.0385 | 766.9 | 1062.5909 | 246.7788 | 358.0472 | 665.3193 | 186.3152
[48 empty] | 7186 | 507.1053 | 250.125 | 350 | 448.2381 | 81.0385 | 766.9 | 1062.5909 | 246.7788 | 358.0472 | 665.3193 | 186.3152
[48 empty] | 7187 | 507.1053 | 250.125 | 350 | 448.2381 | 81.0385 | 766.9 | 1062.5909 | 246.7788 | 358.0472 | 665.3193 | 186.3152
[48 empty] | 7188 | 507.1053 | 250.125 | 350 | 448.2381 | 81.0385 | 766.9 | 1062.5909 | 246.7788 | 358.0472 | 665.3193 | 186.3152
[48 empty] | 7189 | 507.1053 | 250.125 | 350 | 448.2381 | 81.0385 | 766.9 | 1062.5909 | 246.7788 | 358.0472 | 665.3193 | 186.3152
[48 empty] | 7190 | 507.1053 | 250.125 | 350 | 448.2381 | 81.0385 | 766.9 | 1062.5909 | 246.7788 | 358.0472 | 665.3193 | 186.3152
[48 empty] | 7191 | 507.1053 | 250.125 | 350 | 448.2381 | 81.0385 | 766.9 | 1062.5909 | 246.7788 | 358.0472 | 665.3193 | 186.3152
[48 empty] | 7192 | 507.1053 | 250.125 | 350 | 448.2381 | 81.0385 | 766.9 | 1062.5909 | 246.7788 | 358.0472 | 665.3193 | 186.3152
[48 empty] | 7193 | 507.1053 | 250.125 | 350 | 448.2381 | 81.0385 | 766.9 | 1062.5909 | 246.7788 | 358.0472 | 665.3193 | 186.3152
[48 empty] | 7194 | 507.1053 | 250.125 | 350 | 448.2381 | 81.0385 | 766.9 | 1062.5909 | 246.7788 | 358.0472 | 665.3193 | 186.3152
[48 empty] | 7195 | 507.1053 | 250.125 | 350 | 448.2381 | 81.0385 | 766.9 | 1062.5909 | 246.7788 | 358.0472 | 665.3193 | 186.3152
[48 empty] | 7196 | 507.1053 | 250.125 | 350 | 448.2381 | 81.0385 | 766.9 | 1062.5909 | 246.7788 | 358.0472 | 665.3193 | 186.3152
[48 empty] | 7197 | 507.1053 | 250.125 | 350 | 448.2381 | 81.0385 | 766.9 | 1062.5909 | 246.7788 | 358.0472 | 665.3193 | 186.3152
[48 empty] | 7198 | 507.1053 | 250.125 | 350 | 448.2381 | 81.0385 | 766.9 | 1062.5909 | 246.7788 | 358.0472 | 665.3193 | 186.3152
[48 empty] | 7199 | 507.1053 | 250.125 | 350 | 448.2381 | 81.0385 | 766.9 | 1062.5909 | 246.7788 | 358.0472 | 665.3193 | 186.3152
[48 empty] | 7200 | 507.1053 | 250.125 | 350 | 448.2381 | 81.0385 | 766.9 | 1062.5909 | 246.7788 | 358.0472 | 665.3193 | 186.3152
[48 empty] | 7201 | 510.8947 | 249.75 | 350.9 | 445.9524 | 79.8462 | 761.1 | 1058.3182 | 243.585 | 356.1913 | 653.5371 | 182.185
[48 empty] | 7202 | 510.8947 | 249.75 | 350.9 | 445.9524 | 79.8462 | 761.1 | 1058.3182 | 243.585 | 356.1913 | 653.5371 | 182.185
[48 empty] | 7203 | 510.8947 | 249.75 | 350.9 | 445.9524 | 79.8462 | 761.1 | 1058.3182 | 243.585 | 356.1913 | 653.5371 | 182.185
[48 empty] | 7204 | 510.8947 | 249.75 | 350.9 | 445.9524 | 79.8462 | 761.1 | 1058.3182 | 243.585 | 356.1913 | 653.5371 | 182.185
[48 empty] | 7205 | 510.8947 | 249.75 | 350.9 | 445.9524 | 79.8462 | 761.1 | 1058.3182 | 243.585 | 356.1913 | 653.5371 | 182.185
[48 empty] | 7206 | 510.8947 | 249.75 | 350.9 | 445.9524 | 79.8462 | 761.1 | 1058.3182 | 243.585 | 356.1913 | 653.5371 | 182.185
[48 empty] | 7207 | 510.8947 | 249.75 | 350.9 | 445.9524 | 79.8462 | 761.1 | 1058.3182 | 243.585 | 356.1913 | 653.5371 | 182.185
[48 empty] | 7208 | 510.8947 | 249.75 | 350.9 | 445.9524 | 79.8462 | 761.1 | 1058.3182 | 243.585 | 356.1913 | 653.5371 | 182.185
[48 empty] | 7209 | 510.8947 | 249.75 | 350.9 | 445.9524 | 79.8462 | 761.1 | 1058.3182 | 243.585 | 356.1913 | 653.5371 | 182.185
[48 empty] | 7210 | 510.8947 | 249.75 | 350.9 | 445.9524 | 79.8462 | 761.1 | 1058.3182 | 243.585 | 356.1913 | 653.5371 | 182.185
[48 empty] | 7211 | 510.8947 | 249.75 | 350.9 | 445.9524 | 79.8462 | 761.1 | 1058.3182 | 243.585 | 356.1913 | 653.5371 | 182.185
[48 empty] | 7212 | 510.8947 | 249.75 | 350.9 | 445.9524 | 79.8462 | 761.1 | 1058.3182 | 243.585 | 356.1913 | 653.5371 | 182.185
[48 empty] | 7213 | 510.8947 | 249.75 | 350.9 | 445.9524 | 79.8462 | 761.1 | 1058.3182 | 243.585 | 356.1913 | 653.5371 | 182.185
[48 empty] | 7214 | 510.8947 | 249.75 | 350.9 | 445.9524 | 79.8462 | 761.1 | 1058.3182 | 243.585 | 356.1913 | 653.5371 | 182.185
[48 empty] | 7215 | 510.8947 | 249.75 | 350.9 | 445.9524 | 79.8462 | 761.1 | 1058.3182 | 243.585 | 356.1913 | 653.5371 | 182.185
[48 empty] | 7216 | 510.8947 | 249.75 | 350.9 | 445.9524 | 79.8462 | 761.1 | 1058.3182 | 243.585 | 356.1913 | 653.5371 | 182.185
[48 empty] | 7217 | 510.8947 | 249.75 | 350.9 | 445.9524 | 79.8462 | 761.1 | 1058.3182 | 243.585 | 356.1913 | 653.5371 | 182.185
[48 empty] | 7218 | 510.8947 | 249.75 | 350.9 | 445.9524 | 79.8462 | 761.1 | 1058.3182 | 243.585 | 356.1913 | 653.5371 | 182.185
[48 empty] | 7219 | 510.8947 | 249.75 | 350.9 | 445.9524 | 79.8462 | 761.1 | 1058.3182 | 243.585 | 356.1913 | 653.5371 | 182.185
[48 empty] | 7220 | 510.8947 | 249.75 | 350.9 | 445.9524 | 79.8462 | 761.1 | 1058.3182 | 243.585 | 356.1913 | 653.5371 | 182.185
[48 empty] | 7221 | 510.8947 | 249.75 | 350.9 | 445.9524 | 79.8462 | 761.1 | 1058.3182 | 243.585 | 356.1913 | 653.5371 | 182.185
[48 empty] | 7222 | 510.8947 | 249.75 | 350.9 | 445.9524 | 79.8462 | 761.1 | 1058.3182 | 243.585 | 356.1913 | 653.5371 | 182.185
[48 empty] | 7223 | 510.8947 | 249.75 | 350.9 | 445.9524 | 79.8462 | 761.1 | 1058.3182 | 243.585 | 356.1913 | 653.5371 | 182.185
[48 empty] | 7224 | 510.8947 | 249.75 | 350.9 | 445.9524 | 79.8462 | 761.1 | 1058.3182 | 243.585 | 356.1913 | 653.5371 | 182.185
[48 empty] | 7225 | 518.4737 | 247.8125 | 351.15 | 441.0952 | 77.4077 | 754.6 | 1059.3636 | 238.7988 | 358.8035 | 662.5242 | 182.6044
[48 empty] | 7226 | 518.4737 | 247.8125 | 351.15 | 441.0952 | 77.4077 | 754.6 | 1059.3636 | 238.7988 | 358.8035 | 662.5242 | 182.6044
[48 empty] | 7227 | 518.4737 | 247.8125 | 351.15 | 441.0952 | 77.4077 | 754.6 | 1059.3636 | 238.7988 | 358.8035 | 662.5242 | 182.6044
[48 empty] | 7228 | 518.4737 | 247.8125 | 351.15 | 441.0952 | 77.4077 | 754.6 | 1059.3636 | 238.7988 | 358.8035 | 662.5242 | 182.6044
[48 empty] | 7229 | 518.4737 | 247.8125 | 351.15 | 441.0952 | 77.4077 | 754.6 | 1059.3636 | 238.7988 | 358.8035 | 662.5242 | 182.6044
[48 empty] | 7230 | 518.4737 | 247.8125 | 351.15 | 441.0952 | 77.4077 | 754.6 | 1059.3636 | 238.7988 | 358.8035 | 662.5242 | 182.6044
[48 empty] | 7231 | 518.4737 | 247.8125 | 351.15 | 441.0952 | 77.4077 | 754.6 | 1059.3636 | 238.7988 | 358.8035 | 662.5242 | 182.6044
[48 empty] | 7232 | 518.4737 | 247.8125 | 351.15 | 441.0952 | 77.4077 | 754.6 | 1059.3636 | 238.7988 | 358.8035 | 662.5242 | 182.6044
[48 empty] | 7233 | 518.4737 | 247.8125 | 351.15 | 441.0952 | 77.4077 | 754.6 | 1059.3636 | 238.7988 | 358.8035 | 662.5242 | 182.6044
[48 empty] | 7234 | 518.4737 | 247.8125 | 351.15 | 441.0952 | 77.4077 | 754.6 | 1059.3636 | 238.7988 | 358.8035 | 662.5242 | 182.6044
[48 empty] | 7235 | 518.4737 | 247.8125 | 351.15 | 441.0952 | 77.4077 | 754.6 | 1059.3636 | 238.7988 | 358.8035 | 662.5242 | 182.6044
[48 empty] | 7236 | 518.4737 | 247.8125 | 351.15 | 441.0952 | 77.4077 | 754.6 | 1059.3636 | 238.7988 | 358.8035 | 662.5242 | 182.6044
[48 empty] | 7237 | 518.4737 | 247.8125 | 351.15 | 441.0952 | 77.4077 | 754.6 | 1059.3636 | 238.7988 | 358.8035 | 662.5242 | 182.6044
[48 empty] | 7238 | 518.4737 | 247.8125 | 351.15 | 441.0952 | 77.4077 | 754.6 | 1059.3636 | 238.7988 | 358.8035 | 662.5242 | 182.6044
[48 empty] | 7239 | 518.4737 | 247.8125 | 351.15 | 441.0952 | 77.4077 | 754.6 | 1059.3636 | 238.7988 | 358.8035 | 662.5242 | 182.6044
[48 empty] | 7240 | 518.4737 | 247.8125 | 351.15 | 441.0952 | 77.4077 | 754.6 | 1059.3636 | 238.7988 | 358.8035 | 662.5242 | 182.6044
[48 empty] | 7241 | 518.4737 | 247.8125 | 351.15 | 441.0952 | 77.4077 | 754.6 | 1059.3636 | 238.7988 | 358.8035 | 662.5242 | 182.6044
[48 empty] | 7242 | 518.4737 | 247.8125 | 351.15 | 441.0952 | 77.4077 | 754.6 | 1059.3636 | 238.7988 | 358.8035 | 662.5242 | 182.6044
[48 empty] | 7243 | 518.4737 | 247.8125 | 351.15 | 441.0952 | 77.4077 | 754.6 | 1059.3636 | 238.7988 | 358.8035 | 662.5242 | 182.6044
[48 empty] | 7244 | 518.4737 | 247.8125 | 351.15 | 441.0952 | 77.4077 | 754.6 | 1059.3636 | 238.7988 | 358.8035 | 662.5242 | 182.6044
[48 empty] | 7245 | 518.4737 | 247.8125 | 351.15 | 441.0952 | 77.4077 | 754.6 | 1059.3636 | 238.7988 | 358.8035 | 662.5242 | 182.6044
[48 empty] | 7246 | 518.4737 | 247.8125 | 351.15 | 441.0952 | 77.4077 | 754.6 | 1059.3636 | 238.7988 | 358.8035 | 662.5242 | 182.6044
[48 empty] | 7247 | 518.4737 | 247.8125 | 351.15 | 441.0952 | 77.4077 | 754.6 | 1059.3636 | 238.7988 | 358.8035 | 662.5242 | 182.6044
[48 empty] | 7248 | 518.4737 | 247.8125 | 351.15 | 441.0952 | 77.4077 | 754.6 | 1059.3636 | 238.7988 | 358.8035 | 662.5242 | 182.6044
[48 empty] | 7249 | 525.3158 | 245.375 | 352 | 439.2381 | 74.5231 | 751.55 | 1058.3182 | 235.3512 | 358.5269 | 672.2018 | 180.5983
[48 empty] | 7250 | 525.3158 | 245.375 | 352 | 439.2381 | 74.5231 | 751.55 | 1058.3182 | 235.3512 | 358.5269 | 672.2018 | 180.5983
[48 empty] | 7251 | 525.3158 | 245.375 | 352 | 439.2381 | 74.5231 | 751.55 | 1058.3182 | 235.3512 | 358.5269 | 672.2018 | 180.5983
[48 empty] | 7252 | 525.3158 | 245.375 | 352 | 439.2381 | 74.5231 | 751.55 | 1058.3182 | 235.3512 | 358.5269 | 672.2018 | 180.5983
[48 empty] | 7253 | 525.3158 | 245.375 | 352 | 439.2381 | 74.5231 | 751.55 | 1058.3182 | 235.3512 | 358.5269 | 672.2018 | 180.5983
[48 empty] | 7254 | 525.3158 | 245.375 | 352 | 439.2381 | 74.5231 | 751.55 | 1058.3182 | 235.3512 | 358.5269 | 672.2018 | 180.5983
[48 empty] | 7255 | 525.3158 | 245.375 | 352 | 439.2381 | 74.5231 | 751.55 | 1058.3182 | 235.3512 | 358.5269 | 672.2018 | 180.5983
[48 empty] | 7256 | 525.3158 | 245.375 | 352 | 439.2381 | 74.5231 | 751.55 | 1058.3182 | 235.3512 | 358.5269 | 672.2018 | 180.5983
[48 empty] | 7257 | 525.3158 | 245.375 | 352 | 439.2381 | 74.5231 | 751.55 | 1058.3182 | 235.3512 | 358.5269 | 672.2018 | 180.5983
[48 empty] | 7258 | 525.3158 | 245.375 | 352 | 439.2381 | 74.5231 | 751.55 | 1058.3182 | 235.3512 | 358.5269 | 672.2018 | 180.5983
[48 empty] | 7259 | 525.3158 | 245.375 | 352 | 439.2381 | 74.5231 | 751.55 | 1058.3182 | 235.3512 | 358.5269 | 672.2018 | 180.5983
[48 empty] | 7260 | 525.3158 | 245.375 | 352 | 439.2381 | 74.5231 | 751.55 | 1058.3182 | 235.3512 | 358.5269 | 672.2018 | 180.5983
[48 empty] | 7261 | 525.3158 | 245.375 | 352 | 439.2381 | 74.5231 | 751.55 | 1058.3182 | 235.3512 | 358.5269 | 672.2018 | 180.5983
[48 empty] | 7262 | 525.3158 | 245.375 | 352 | 439.2381 | 74.5231 | 751.55 | 1058.3182 | 235.3512 | 358.5269 | 672.2018 | 180.5983
[48 empty] | 7263 | 525.3158 | 245.375 | 352 | 439.2381 | 74.5231 | 751.55 | 1058.3182 | 235.3512 | 358.5269 | 672.2018 | 180.5983
[48 empty] | 7264 | 525.3158 | 245.375 | 352 | 439.2381 | 74.5231 | 751.55 | 1058.3182 | 235.3512 | 358.5269 | 672.2018 | 180.5983
[48 empty] | 7265 | 525.3158 | 245.375 | 352 | 439.2381 | 74.5231 | 751.55 | 1058.3182 | 235.3512 | 358.5269 | 672.2018 | 180.5983
[48 empty] | 7266 | 525.3158 | 245.375 | 352 | 439.2381 | 74.5231 | 751.55 | 1058.3182 | 235.3512 | 358.5269 | 672.2018 | 180.5983
[48 empty] | 7267 | 525.3158 | 245.375 | 352 | 439.2381 | 74.5231 | 751.55 | 1058.3182 | 235.3512 | 358.5269 | 672.2018 | 180.5983
[48 empty] | 7268 | 525.3158 | 245.375 | 352 | 439.2381 | 74.5231 | 751.55 | 1058.3182 | 235.3512 | 358.5269 | 672.2018 | 180.5983
[48 empty] | 7269 | 525.3158 | 245.375 | 352 | 439.2381 | 74.5231 | 751.55 | 1058.3182 | 235.3512 | 358.5269 | 672.2018 | 180.5983
[48 empty] | 7270 | 525.3158 | 245.375 | 352 | 439.2381 | 74.5231 | 751.55 | 1058.3182 | 235.3512 | 358.5269 | 672.2018 | 180.5983
[48 empty] | 7271 | 525.3158 | 245.375 | 352 | 439.2381 | 74.5231 | 751.55 | 1058.3182 | 235.3512 | 358.5269 | 672.2018 | 180.5983
[48 empty] | 7272 | 525.3158 | 245.375 | 352 | 439.2381 | 74.5231 | 751.55 | 1058.3182 | 235.3512 | 358.5269 | 672.2018 | 180.5983
[48 empty] | 7273 | 528 | 245.5 | 352.75 | 431.0952 | 72.6538 | 746 | 1056.3182 | 231.0875 | 354.5788 | 650.5013 | 179.1474
[48 empty] | 7274 | 528 | 245.5 | 352.75 | 431.0952 | 72.6538 | 746 | 1056.3182 | 231.0875 | 354.5788 | 650.5013 | 179.1474
[48 empty] | 7275 | 528 | 245.5 | 352.75 | 431.0952 | 72.6538 | 746 | 1056.3182 | 231.0875 | 354.5788 | 650.5013 | 179.1474
[48 empty] | 7276 | 528 | 245.5 | 352.75 | 431.0952 | 72.6538 | 746 | 1056.3182 | 231.0875 | 354.5788 | 650.5013 | 179.1474
[48 empty] | 7277 | 528 | 245.5 | 352.75 | 431.0952 | 72.6538 | 746 | 1056.3182 | 231.0875 | 354.5788 | 650.5013 | 179.1474
[48 empty] | 7278 | 528 | 245.5 | 352.75 | 431.0952 | 72.6538 | 746 | 1056.3182 | 231.0875 | 354.5788 | 650.5013 | 179.1474
[48 empty] | 7279 | 528 | 245.5 | 352.75 | 431.0952 | 72.6538 | 746 | 1056.3182 | 231.0875 | 354.5788 | 650.5013 | 179.1474
[48 empty] | 7280 | 528 | 245.5 | 352.75 | 431.0952 | 72.6538 | 746 | 1056.3182 | 231.0875 | 354.5788 | 650.5013 | 179.1474
[48 empty] | 7281 | 528 | 245.5 | 352.75 | 431.0952 | 72.6538 | 746 | 1056.3182 | 231.0875 | 354.5788 | 650.5013 | 179.1474
[48 empty] | 7282 | 528 | 245.5 | 352.75 | 431.0952 | 72.6538 | 746 | 1056.3182 | 231.0875 | 354.5788 | 650.5013 | 179.1474
[48 empty] | 7283 | 528 | 245.5 | 352.75 | 431.0952 | 72.6538 | 746 | 1056.3182 | 231.0875 | 354.5788 | 650.5013 | 179.1474
[48 empty] | 7284 | 528 | 245.5 | 352.75 | 431.0952 | 72.6538 | 746 | 1056.3182 | 231.0875 | 354.5788 | 650.5013 | 179.1474
[48 empty] | 7285 | 528 | 245.5 | 352.75 | 431.0952 | 72.6538 | 746 | 1056.3182 | 231.0875 | 354.5788 | 650.5013 | 179.1474
[48 empty] | 7286 | 528 | 245.5 | 352.75 | 431.0952 | 72.6538 | 746 | 1056.3182 | 231.0875 | 354.5788 | 650.5013 | 179.1474
[48 empty] | 7287 | 528 | 245.5 | 352.75 | 431.0952 | 72.6538 | 746 | 1056.3182 | 231.0875 | 354.5788 | 650.5013 | 179.1474
[48 empty] | 7288 | 528 | 245.5 | 352.75 | 431.0952 | 72.6538 | 746 | 1056.3182 | 231.0875 | 354.5788 | 650.5013 | 179.1474
[48 empty] | 7289 | 528 | 245.5 | 352.75 | 431.0952 | 72.6538 | 746 | 1056.3182 | 231.0875 | 354.5788 | 650.5013 | 179.1474
[48 empty] | 7290 | 528 | 245.5 | 352.75 | 431.0952 | 72.6538 | 746 | 1056.3182 | 231.0875 | 354.5788 | 650.5013 | 179.1474
[48 empty] | 7291 | 528 | 245.5 | 352.75 | 431.0952 | 72.6538 | 746 | 1056.3182 | 231.0875 | 354.5788 | 650.5013 | 179.1474
[48 empty] | 7292 | 528 | 245.5 | 352.75 | 431.0952 | 72.6538 | 746 | 1056.3182 | 231.0875 | 354.5788 | 650.5013 | 179.1474
[48 empty] | 7293 | 528 | 245.5 | 352.75 | 431.0952 | 72.6538 | 746 | 1056.3182 | 231.0875 | 354.5788 | 650.5013 | 179.1474
[48 empty] | 7294 | 528 | 245.5 | 352.75 | 431.0952 | 72.6538 | 746 | 1056.3182 | 231.0875 | 354.5788 | 650.5013 | 179.1474
[48 empty] | 7295 | 528 | 245.5 | 352.75 | 431.0952 | 72.6538 | 746 | 1056.3182 | 231.0875 | 354.5788 | 650.5013 | 179.1474
[48 empty] | 7296 | 528 | 245.5 | 352.75 | 431.0952 | 72.6538 | 746 | 1056.3182 | 231.0875 | 354.5788 | 650.5013 | 179.1474
[48 empty] | 7297 | 523.9474 | 244.125 | 353.9 | 427.7619 | 70.3 | 736.85 | 1050.8182 | 226.74 | 354.0676 | 642.5991 | 180.3961
[48 empty] | 7298 | 523.9474 | 244.125 | 353.9 | 427.7619 | 70.3 | 736.85 | 1050.8182 | 226.74 | 354.0676 | 642.5991 | 180.3961
[48 empty] | 7299 | 523.9474 | 244.125 | 353.9 | 427.7619 | 70.3 | 736.85 | 1050.8182 | 226.74 | 354.0676 | 642.5991 | 180.3961
[48 empty] | 7300 | 523.9474 | 244.125 | 353.9 | 427.7619 | 70.3 | 736.85 | 1050.8182 | 226.74 | 354.0676 | 642.5991 | 180.3961
[48 empty] | 7301 | 523.9474 | 244.125 | 353.9 | 427.7619 | 70.3 | 736.85 | 1050.8182 | 226.74 | 354.0676 | 642.5991 | 180.3961
[48 empty] | 7302 | 523.9474 | 244.125 | 353.9 | 427.7619 | 70.3 | 736.85 | 1050.8182 | 226.74 | 354.0676 | 642.5991 | 180.3961
[48 empty] | 7303 | 523.9474 | 244.125 | 353.9 | 427.7619 | 70.3 | 736.85 | 1050.8182 | 226.74 | 354.0676 | 642.5991 | 180.3961
[48 empty] | 7304 | 523.9474 | 244.125 | 353.9 | 427.7619 | 70.3 | 736.85 | 1050.8182 | 226.74 | 354.0676 | 642.5991 | 180.3961
[48 empty] | 7305 | 523.9474 | 244.125 | 353.9 | 427.7619 | 70.3 | 736.85 | 1050.8182 | 226.74 | 354.0676 | 642.5991 | 180.3961
[48 empty] | 7306 | 523.9474 | 244.125 | 353.9 | 427.7619 | 70.3 | 736.85 | 1050.8182 | 226.74 | 354.0676 | 642.5991 | 180.3961
[48 empty] | 7307 | 523.9474 | 244.125 | 353.9 | 427.7619 | 70.3 | 736.85 | 1050.8182 | 226.74 | 354.0676 | 642.5991 | 180.3961
[48 empty] | 7308 | 523.9474 | 244.125 | 353.9 | 427.7619 | 70.3 | 736.85 | 1050.8182 | 226.74 | 354.0676 | 642.5991 | 180.3961
[48 empty] | 7309 | 523.9474 | 244.125 | 353.9 | 427.7619 | 70.3 | 736.85 | 1050.8182 | 226.74 | 354.0676 | 642.5991 | 180.3961
[48 empty] | 7310 | 523.9474 | 244.125 | 353.9 | 427.7619 | 70.3 | 736.85 | 1050.8182 | 226.74 | 354.0676 | 642.5991 | 180.3961
[48 empty] | 7311 | 523.9474 | 244.125 | 353.9 | 427.7619 | 70.3 | 736.85 | 1050.8182 | 226.74 | 354.0676 | 642.5991 | 180.3961
[48 empty] | 7312 | 523.9474 | 244.125 | 353.9 | 427.7619 | 70.3 | 736.85 | 1050.8182 | 226.74 | 354.0676 | 642.5991 | 180.3961
[48 empty] | 7313 | 523.9474 | 244.125 | 353.9 | 427.7619 | 70.3 | 736.85 | 1050.8182 | 226.74 | 354.0676 | 642.5991 | 180.3961
[48 empty] | 7314 | 523.9474 | 244.125 | 353.9 | 427.7619 | 70.3 | 736.85 | 1050.8182 | 226.74 | 354.0676 | 642.5991 | 180.3961
[48 empty] | 7315 | 523.9474 | 244.125 | 353.9 | 427.7619 | 70.3 | 736.85 | 1050.8182 | 226.74 | 354.0676 | 642.5991 | 180.3961
[48 empty] | 7316 | 523.9474 | 244.125 | 353.9 | 427.7619 | 70.3 | 736.85 | 1050.8182 | 226.74 | 354.0676 | 642.5991 | 180.3961
[48 empty] | 7317 | 523.9474 | 244.125 | 353.9 | 427.7619 | 70.3 | 736.85 | 1050.8182 | 226.74 | 354.0676 | 642.5991 | 180.3961
[48 empty] | 7318 | 523.9474 | 244.125 | 353.9 | 427.7619 | 70.3 | 736.85 | 1050.8182 | 226.74 | 354.0676 | 642.5991 | 180.3961
[48 empty] | 7319 | 523.9474 | 244.125 | 353.9 | 427.7619 | 70.3 | 736.85 | 1050.8182 | 226.74 | 354.0676 | 642.5991 | 180.3961
[48 empty] | 7320 | 523.9474 | 244.125 | 353.9 | 427.7619 | 70.3 | 736.85 | 1050.8182 | 226.74 | 354.0676 | 642.5991 | 180.3961
[48 empty] | 7321 | 517.7368 | 241.5 | 354.2 | 424.9524 | 67.8462 | 726.75 | 1047.3636 | 223.06 | 354.1865 | 628.4392 | 182.1282
[48 empty] | 7322 | 517.7368 | 241.5 | 354.2 | 424.9524 | 67.8462 | 726.75 | 1047.3636 | 223.06 | 354.1865 | 628.4392 | 182.1282
[48 empty] | 7323 | 517.7368 | 241.5 | 354.2 | 424.9524 | 67.8462 | 726.75 | 1047.3636 | 223.06 | 354.1865 | 628.4392 | 182.1282
[48 empty] | 7324 | 517.7368 | 241.5 | 354.2 | 424.9524 | 67.8462 | 726.75 | 1047.3636 | 223.06 | 354.1865 | 628.4392 | 182.1282
[48 empty] | 7325 | 517.7368 | 241.5 | 354.2 | 424.9524 | 67.8462 | 726.75 | 1047.3636 | 223.06 | 354.1865 | 628.4392 | 182.1282
[48 empty] | 7326 | 517.7368 | 241.5 | 354.2 | 424.9524 | 67.8462 | 726.75 | 1047.3636 | 223.06 | 354.1865 | 628.4392 | 182.1282
[48 empty] | 7327 | 517.7368 | 241.5 | 354.2 | 424.9524 | 67.8462 | 726.75 | 1047.3636 | 223.06 | 354.1865 | 628.4392 | 182.1282
[48 empty] | 7328 | 517.7368 | 241.5 | 354.2 | 424.9524 | 67.8462 | 726.75 | 1047.3636 | 223.06 | 354.1865 | 628.4392 | 182.1282
[48 empty] | 7329 | 517.7368 | 241.5 | 354.2 | 424.9524 | 67.8462 | 726.75 | 1047.3636 | 223.06 | 354.1865 | 628.4392 | 182.1282
[48 empty] | 7330 | 517.7368 | 241.5 | 354.2 | 424.9524 | 67.8462 | 726.75 | 1047.3636 | 223.06 | 354.1865 | 628.4392 | 182.1282
[48 empty] | 7331 | 517.7368 | 241.5 | 354.2 | 424.9524 | 67.8462 | 726.75 | 1047.3636 | 223.06 | 354.1865 | 628.4392 | 182.1282
[48 empty] | 7332 | 517.7368 | 241.5 | 354.2 | 424.9524 | 67.8462 | 726.75 | 1047.3636 | 223.06 | 354.1865 | 628.4392 | 182.1282
[48 empty] | 7333 | 517.7368 | 241.5 | 354.2 | 424.9524 | 67.8462 | 726.75 | 1047.3636 | 223.06 | 354.1865 | 628.4392 | 182.1282
[48 empty] | 7334 | 517.7368 | 241.5 | 354.2 | 424.9524 | 67.8462 | 726.75 | 1047.3636 | 223.06 | 354.1865 | 628.4392 | 182.1282
[48 empty] | 7335 | 517.7368 | 241.5 | 354.2 | 424.9524 | 67.8462 | 726.75 | 1047.3636 | 223.06 | 354.1865 | 628.4392 | 182.1282
[48 empty] | 7336 | 517.7368 | 241.5 | 354.2 | 424.9524 | 67.8462 | 726.75 | 1047.3636 | 223.06 | 354.1865 | 628.4392 | 182.1282
[48 empty] | 7337 | 517.7368 | 241.5 | 354.2 | 424.9524 | 67.8462 | 726.75 | 1047.3636 | 223.06 | 354.1865 | 628.4392 | 182.1282
[48 empty] | 7338 | 517.7368 | 241.5 | 354.2 | 424.9524 | 67.8462 | 726.75 | 1047.3636 | 223.06 | 354.1865 | 628.4392 | 182.1282
[48 empty] | 7339 | 517.7368 | 241.5 | 354.2 | 424.9524 | 67.8462 | 726.75 | 1047.3636 | 223.06 | 354.1865 | 628.4392 | 182.1282
[48 empty] | 7340 | 517.7368 | 241.5 | 354.2 | 424.9524 | 67.8462 | 726.75 | 1047.3636 | 223.06 | 354.1865 | 628.4392 | 182.1282
[48 empty] | 7341 | 517.7368 | 241.5 | 354.2 | 424.9524 | 67.8462 | 726.75 | 1047.3636 | 223.06 | 354.1865 | 628.4392 | 182.1282
[48 empty] | 7342 | 517.7368 | 241.5 | 354.2 | 424.9524 | 67.8462 | 726.75 | 1047.3636 | 223.06 | 354.1865 | 628.4392 | 182.1282
[48 empty] | 7343 | 517.7368 | 241.5 | 354.2 | 424.9524 | 67.8462 | 726.75 | 1047.3636 | 223.06 | 354.1865 | 628.4392 | 182.1282
[48 empty] | 7344 | 517.7368 | 241.5 | 354.2 | 424.9524 | 67.8462 | 726.75 | 1047.3636 | 223.06 | 354.1865 | 628.4392 | 182.1282
[48 empty] | 7345 | 517.4737 | 239 | 354.45 | 421.3333 | 65.5385 | 714.45 | 1040.5455 | 220.7325 | 355.1918 | 616.5578 | 181.2618
[48 empty] | 7346 | 517.4737 | 239 | 354.45 | 421.3333 | 65.5385 | 714.45 | 1040.5455 | 220.7325 | 355.1918 | 616.5578 | 181.2618
[48 empty] | 7347 | 517.4737 | 239 | 354.45 | 421.3333 | 65.5385 | 714.45 | 1040.5455 | 220.7325 | 355.1918 | 616.5578 | 181.2618
[48 empty] | 7348 | 517.4737 | 239 | 354.45 | 421.3333 | 65.5385 | 714.45 | 1040.5455 | 220.7325 | 355.1918 | 616.5578 | 181.2618
[48 empty] | 7349 | 517.4737 | 239 | 354.45 | 421.3333 | 65.5385 | 714.45 | 1040.5455 | 220.7325 | 355.1918 | 616.5578 | 181.2618
[48 empty] | 7350 | 517.4737 | 239 | 354.45 | 421.3333 | 65.5385 | 714.45 | 1040.5455 | 220.7325 | 355.1918 | 616.5578 | 181.2618
[48 empty] | 7351 | 517.4737 | 239 | 354.45 | 421.3333 | 65.5385 | 714.45 | 1040.5455 | 220.7325 | 355.1918 | 616.5578 | 181.2618
[48 empty] | 7352 | 517.4737 | 239 | 354.45 | 421.3333 | 65.5385 | 714.45 | 1040.5455 | 220.7325 | 355.1918 | 616.5578 | 181.2618
[48 empty] | 7353 | 517.4737 | 239 | 354.45 | 421.3333 | 65.5385 | 714.45 | 1040.5455 | 220.7325 | 355.1918 | 616.5578 | 181.2618
[48 empty] | 7354 | 517.4737 | 239 | 354.45 | 421.3333 | 65.5385 | 714.45 | 1040.5455 | 220.7325 | 355.1918 | 616.5578 | 181.2618
[48 empty] | 7355 | 517.4737 | 239 | 354.45 | 421.3333 | 65.5385 | 714.45 | 1040.5455 | 220.7325 | 355.1918 | 616.5578 | 181.2618
[48 empty] | 7356 | 517.4737 | 239 | 354.45 | 421.3333 | 65.5385 | 714.45 | 1040.5455 | 220.7325 | 355.1918 | 616.5578 | 181.2618
[48 empty] | 7357 | 517.4737 | 239 | 354.45 | 421.3333 | 65.5385 | 714.45 | 1040.5455 | 220.7325 | 355.1918 | 616.5578 | 181.2618
[48 empty] | 7358 | 517.4737 | 239 | 354.45 | 421.3333 | 65.5385 | 714.45 | 1040.5455 | 220.7325 | 355.1918 | 616.5578 | 181.2618
[48 empty] | 7359 | 517.4737 | 239 | 354.45 | 421.3333 | 65.5385 | 714.45 | 1040.5455 | 220.7325 | 355.1918 | 616.5578 | 181.2618
[48 empty] | 7360 | 517.4737 | 239 | 354.45 | 421.3333 | 65.5385 | 714.45 | 1040.5455 | 220.7325 | 355.1918 | 616.5578 | 181.2618
[48 empty] | 7361 | 517.4737 | 239 | 354.45 | 421.3333 | 65.5385 | 714.45 | 1040.5455 | 220.7325 | 355.1918 | 616.5578 | 181.2618
[48 empty] | 7362 | 517.4737 | 239 | 354.45 | 421.3333 | 65.5385 | 714.45 | 1040.5455 | 220.7325 | 355.1918 | 616.5578 | 181.2618
[48 empty] | 7363 | 517.4737 | 239 | 354.45 | 421.3333 | 65.5385 | 714.45 | 1040.5455 | 220.7325 | 355.1918 | 616.5578 | 181.2618
[48 empty] | 7364 | 517.4737 | 239 | 354.45 | 421.3333 | 65.5385 | 714.45 | 1040.5455 | 220.7325 | 355.1918 | 616.5578 | 181.2618
[48 empty] | 7365 | 517.4737 | 239 | 354.45 | 421.3333 | 65.5385 | 714.45 | 1040.5455 | 220.7325 | 355.1918 | 616.5578 | 181.2618
[48 empty] | 7366 | 517.4737 | 239 | 354.45 | 421.3333 | 65.5385 | 714.45 | 1040.5455 | 220.7325 | 355.1918 | 616.5578 | 181.2618
[48 empty] | 7367 | 517.4737 | 239 | 354.45 | 421.3333 | 65.5385 | 714.45 | 1040.5455 | 220.7325 | 355.1918 | 616.5578 | 181.2618
[48 empty] | 7368 | 517.4737 | 239 | 354.45 | 421.3333 | 65.5385 | 714.45 | 1040.5455 | 220.7325 | 355.1918 | 616.5578 | 181.2618
[48 empty] | 7369 | 519.1579 | 238.25 | 353.5 | 418.7143 | 63.5077 | 705.1 | 1041.1818 | 218.0825 | 350.6752 | 582.0507 | 182.3328
[48 empty] | 7370 | 519.1579 | 238.25 | 353.5 | 418.7143 | 63.5077 | 705.1 | 1041.1818 | 218.0825 | 350.6752 | 582.0507 | 182.3328
[48 empty] | 7371 | 519.1579 | 238.25 | 353.5 | 418.7143 | 63.5077 | 705.1 | 1041.1818 | 218.0825 | 350.6752 | 582.0507 | 182.3328
[48 empty] | 7372 | 519.1579 | 238.25 | 353.5 | 418.7143 | 63.5077 | 705.1 | 1041.1818 | 218.0825 | 350.6752 | 582.0507 | 182.3328
[48 empty] | 7373 | 519.1579 | 238.25 | 353.5 | 418.7143 | 63.5077 | 705.1 | 1041.1818 | 218.0825 | 350.6752 | 582.0507 | 182.3328
[48 empty] | 7374 | 519.1579 | 238.25 | 353.5 | 418.7143 | 63.5077 | 705.1 | 1041.1818 | 218.0825 | 350.6752 | 582.0507 | 182.3328
[48 empty] | 7375 | 519.1579 | 238.25 | 353.5 | 418.7143 | 63.5077 | 705.1 | 1041.1818 | 218.0825 | 350.6752 | 582.0507 | 182.3328
[48 empty] | 7376 | 519.1579 | 238.25 | 353.5 | 418.7143 | 63.5077 | 705.1 | 1041.1818 | 218.0825 | 350.6752 | 582.0507 | 182.3328
[48 empty] | 7377 | 519.1579 | 238.25 | 353.5 | 418.7143 | 63.5077 | 705.1 | 1041.1818 | 218.0825 | 350.6752 | 582.0507 | 182.3328
[48 empty] | 7378 | 519.1579 | 238.25 | 353.5 | 418.7143 | 63.5077 | 705.1 | 1041.1818 | 218.0825 | 350.6752 | 582.0507 | 182.3328
[48 empty] | 7379 | 519.1579 | 238.25 | 353.5 | 418.7143 | 63.5077 | 705.1 | 1041.1818 | 218.0825 | 350.6752 | 582.0507 | 182.3328
[48 empty] | 7380 | 519.1579 | 238.25 | 353.5 | 418.7143 | 63.5077 | 705.1 | 1041.1818 | 218.0825 | 350.6752 | 582.0507 | 182.3328
[48 empty] | 7381 | 519.1579 | 238.25 | 353.5 | 418.7143 | 63.5077 | 705.1 | 1041.1818 | 218.0825 | 350.6752 | 582.0507 | 182.3328
[48 empty] | 7382 | 519.1579 | 238.25 | 353.5 | 418.7143 | 63.5077 | 705.1 | 1041.1818 | 218.0825 | 350.6752 | 582.0507 | 182.3328
[48 empty] | 7383 | 519.1579 | 238.25 | 353.5 | 418.7143 | 63.5077 | 705.1 | 1041.1818 | 218.0825 | 350.6752 | 582.0507 | 182.3328
[48 empty] | 7384 | 519.1579 | 238.25 | 353.5 | 418.7143 | 63.5077 | 705.1 | 1041.1818 | 218.0825 | 350.6752 | 582.0507 | 182.3328
[48 empty] | 7385 | 519.1579 | 238.25 | 353.5 | 418.7143 | 63.5077 | 705.1 | 1041.1818 | 218.0825 | 350.6752 | 582.0507 | 182.3328
[48 empty] | 7386 | 519.1579 | 238.25 | 353.5 | 418.7143 | 63.5077 | 705.1 | 1041.1818 | 218.0825 | 350.6752 | 582.0507 | 182.3328
[48 empty] | 7387 | 519.1579 | 238.25 | 353.5 | 418.7143 | 63.5077 | 705.1 | 1041.1818 | 218.0825 | 350.6752 | 582.0507 | 182.3328
[48 empty] | 7388 | 519.1579 | 238.25 | 353.5 | 418.7143 | 63.5077 | 705.1 | 1041.1818 | 218.0825 | 350.6752 | 582.0507 | 182.3328
[48 empty] | 7389 | 519.1579 | 238.25 | 353.5 | 418.7143 | 63.5077 | 705.1 | 1041.1818 | 218.0825 | 350.6752 | 582.0507 | 182.3328
[48 empty] | 7390 | 519.1579 | 238.25 | 353.5 | 418.7143 | 63.5077 | 705.1 | 1041.1818 | 218.0825 | 350.6752 | 582.0507 | 182.3328
[48 empty] | 7391 | 519.1579 | 238.25 | 353.5 | 418.7143 | 63.5077 | 705.1 | 1041.1818 | 218.0825 | 350.6752 | 582.0507 | 182.3328
[48 empty] | 7392 | 519.1579 | 238.25 | 353.5 | 418.7143 | 63.5077 | 705.1 | 1041.1818 | 218.0825 | 350.6752 | 582.0507 | 182.3328
[48 empty] | 7393 | 518.2105 | 235.9375 | 352.55 | 412.4286 | 61.4385 | 693.1 | 1034.2727 | 216.8075 | 346.6885 | 558.3627 | 182.6638
[48 empty] | 7394 | 518.2105 | 235.9375 | 352.55 | 412.4286 | 61.4385 | 693.1 | 1034.2727 | 216.8075 | 346.6885 | 558.3627 | 182.6638
[48 empty] | 7395 | 518.2105 | 235.9375 | 352.55 | 412.4286 | 61.4385 | 693.1 | 1034.2727 | 216.8075 | 346.6885 | 558.3627 | 182.6638
[48 empty] | 7396 | 518.2105 | 235.9375 | 352.55 | 412.4286 | 61.4385 | 693.1 | 1034.2727 | 216.8075 | 346.6885 | 558.3627 | 182.6638
[48 empty] | 7397 | 518.2105 | 235.9375 | 352.55 | 412.4286 | 61.4385 | 693.1 | 1034.2727 | 216.8075 | 346.6885 | 558.3627 | 182.6638
[48 empty] | 7398 | 518.2105 | 235.9375 | 352.55 | 412.4286 | 61.4385 | 693.1 | 1034.2727 | 216.8075 | 346.6885 | 558.3627 | 182.6638
[48 empty] | 7399 | 518.2105 | 235.9375 | 352.55 | 412.4286 | 61.4385 | 693.1 | 1034.2727 | 216.8075 | 346.6885 | 558.3627 | 182.6638
[48 empty] | 7400 | 518.2105 | 235.9375 | 352.55 | 412.4286 | 61.4385 | 693.1 | 1034.2727 | 216.8075 | 346.6885 | 558.3627 | 182.6638
[48 empty] | 7401 | 518.2105 | 235.9375 | 352.55 | 412.4286 | 61.4385 | 693.1 | 1034.2727 | 216.8075 | 346.6885 | 558.3627 | 182.6638
[48 empty] | 7402 | 518.2105 | 235.9375 | 352.55 | 412.4286 | 61.4385 | 693.1 | 1034.2727 | 216.8075 | 346.6885 | 558.3627 | 182.6638
[48 empty] | 7403 | 518.2105 | 235.9375 | 352.55 | 412.4286 | 61.4385 | 693.1 | 1034.2727 | 216.8075 | 346.6885 | 558.3627 | 182.6638
[48 empty] | 7404 | 518.2105 | 235.9375 | 352.55 | 412.4286 | 61.4385 | 693.1 | 1034.2727 | 216.8075 | 346.6885 | 558.3627 | 182.6638
[48 empty] | 7405 | 518.2105 | 235.9375 | 352.55 | 412.4286 | 61.4385 | 693.1 | 1034.2727 | 216.8075 | 346.6885 | 558.3627 | 182.6638
[48 empty] | 7406 | 518.2105 | 235.9375 | 352.55 | 412.4286 | 61.4385 | 693.1 | 1034.2727 | 216.8075 | 346.6885 | 558.3627 | 182.6638
[48 empty] | 7407 | 518.2105 | 235.9375 | 352.55 | 412.4286 | 61.4385 | 693.1 | 1034.2727 | 216.8075 | 346.6885 | 558.3627 | 182.6638
[48 empty] | 7408 | 518.2105 | 235.9375 | 352.55 | 412.4286 | 61.4385 | 693.1 | 1034.2727 | 216.8075 | 346.6885 | 558.3627 | 182.6638
[48 empty] | 7409 | 518.2105 | 235.9375 | 352.55 | 412.4286 | 61.4385 | 693.1 | 1034.2727 | 216.8075 | 346.6885 | 558.3627 | 182.6638
[48 empty] | 7410 | 518.2105 | 235.9375 | 352.55 | 412.4286 | 61.4385 | 693.1 | 1034.2727 | 216.8075 | 346.6885 | 558.3627 | 182.6638
[48 empty] | 7411 | 518.2105 | 235.9375 | 352.55 | 412.4286 | 61.4385 | 693.1 | 1034.2727 | 216.8075 | 346.6885 | 558.3627 | 182.6638
[48 empty] | 7412 | 518.2105 | 235.9375 | 352.55 | 412.4286 | 61.4385 | 693.1 | 1034.2727 | 216.8075 | 346.6885 | 558.3627 | 182.6638
[48 empty] | 7413 | 518.2105 | 235.9375 | 352.55 | 412.4286 | 61.4385 | 693.1 | 1034.2727 | 216.8075 | 346.6885 | 558.3627 | 182.6638
[48 empty] | 7414 | 518.2105 | 235.9375 | 352.55 | 412.4286 | 61.4385 | 693.1 | 1034.2727 | 216.8075 | 346.6885 | 558.3627 | 182.6638
[48 empty] | 7415 | 518.2105 | 235.9375 | 352.55 | 412.4286 | 61.4385 | 693.1 | 1034.2727 | 216.8075 | 346.6885 | 558.3627 | 182.6638
[48 empty] | 7416 | 518.2105 | 235.9375 | 352.55 | 412.4286 | 61.4385 | 693.1 | 1034.2727 | 216.8075 | 346.6885 | 558.3627 | 182.6638
[48 empty] | 7417 | 507.6842 | 234.0625 | 351.75 | 408.1905 | 59.3385 | 685.6 | 1024.5 | 215.9212 | 345.5982 | 549.3117 | 178.6875
[48 empty] | 7418 | 507.6842 | 234.0625 | 351.75 | 408.1905 | 59.3385 | 685.6 | 1024.5 | 215.9212 | 345.5982 | 549.3117 | 178.6875
[48 empty] | 7419 | 507.6842 | 234.0625 | 351.75 | 408.1905 | 59.3385 | 685.6 | 1024.5 | 215.9212 | 345.5982 | 549.3117 | 178.6875
[48 empty] | 7420 | 507.6842 | 234.0625 | 351.75 | 408.1905 | 59.3385 | 685.6 | 1024.5 | 215.9212 | 345.5982 | 549.3117 | 178.6875
[48 empty] | 7421 | 507.6842 | 234.0625 | 351.75 | 408.1905 | 59.3385 | 685.6 | 1024.5 | 215.9212 | 345.5982 | 549.3117 | 178.6875
[48 empty] | 7422 | 507.6842 | 234.0625 | 351.75 | 408.1905 | 59.3385 | 685.6 | 1024.5 | 215.9212 | 345.5982 | 549.3117 | 178.6875
[48 empty] | 7423 | 507.6842 | 234.0625 | 351.75 | 408.1905 | 59.3385 | 685.6 | 1024.5 | 215.9212 | 345.5982 | 549.3117 | 178.6875
[48 empty] | 7424 | 507.6842 | 234.0625 | 351.75 | 408.1905 | 59.3385 | 685.6 | 1024.5 | 215.9212 | 345.5982 | 549.3117 | 178.6875
[48 empty] | 7425 | 507.6842 | 234.0625 | 351.75 | 408.1905 | 59.3385 | 685.6 | 1024.5 | 215.9212 | 345.5982 | 549.3117 | 178.6875
[48 empty] | 7426 | 507.6842 | 234.0625 | 351.75 | 408.1905 | 59.3385 | 685.6 | 1024.5 | 215.9212 | 345.5982 | 549.3117 | 178.6875
[48 empty] | 7427 | 507.6842 | 234.0625 | 351.75 | 408.1905 | 59.3385 | 685.6 | 1024.5 | 215.9212 | 345.5982 | 549.3117 | 178.6875
[48 empty] | 7428 | 507.6842 | 234.0625 | 351.75 | 408.1905 | 59.3385 | 685.6 | 1024.5 | 215.9212 | 345.5982 | 549.3117 | 178.6875
[48 empty] | 7429 | 507.6842 | 234.0625 | 351.75 | 408.1905 | 59.3385 | 685.6 | 1024.5 | 215.9212 | 345.5982 | 549.3117 | 178.6875
[48 empty] | 7430 | 507.6842 | 234.0625 | 351.75 | 408.1905 | 59.3385 | 685.6 | 1024.5 | 215.9212 | 345.5982 | 549.3117 | 178.6875
[48 empty] | 7431 | 507.6842 | 234.0625 | 351.75 | 408.1905 | 59.3385 | 685.6 | 1024.5 | 215.9212 | 345.5982 | 549.3117 | 178.6875
[48 empty] | 7432 | 507.6842 | 234.0625 | 351.75 | 408.1905 | 59.3385 | 685.6 | 1024.5 | 215.9212 | 345.5982 | 549.3117 | 178.6875
[48 empty] | 7433 | 507.6842 | 234.0625 | 351.75 | 408.1905 | 59.3385 | 685.6 | 1024.5 | 215.9212 | 345.5982 | 549.3117 | 178.6875
[48 empty] | 7434 | 507.6842 | 234.0625 | 351.75 | 408.1905 | 59.3385 | 685.6 | 1024.5 | 215.9212 | 345.5982 | 549.3117 | 178.6875
[48 empty] | 7435 | 507.6842 | 234.0625 | 351.75 | 408.1905 | 59.3385 | 685.6 | 1024.5 | 215.9212 | 345.5982 | 549.3117 | 178.6875
[48 empty] | 7436 | 507.6842 | 234.0625 | 351.75 | 408.1905 | 59.3385 | 685.6 | 1024.5 | 215.9212 | 345.5982 | 549.3117 | 178.6875
[48 empty] | 7437 | 507.6842 | 234.0625 | 351.75 | 408.1905 | 59.3385 | 685.6 | 1024.5 | 215.9212 | 345.5982 | 549.3117 | 178.6875
[48 empty] | 7438 | 507.6842 | 234.0625 | 351.75 | 408.1905 | 59.3385 | 685.6 | 1024.5 | 215.9212 | 345.5982 | 549.3117 | 178.6875
[48 empty] | 7439 | 507.6842 | 234.0625 | 351.75 | 408.1905 | 59.3385 | 685.6 | 1024.5 | 215.9212 | 345.5982 | 549.3117 | 178.6875
[48 empty] | 7440 | 507.6842 | 234.0625 | 351.75 | 408.1905 | 59.3385 | 685.6 | 1024.5 | 215.9212 | 345.5982 | 549.3117 | 178.6875
[48 empty] | 7441 | 507.8947 | 231.5625 | 349.85 | 402.4762 | 56.7692 | 681.55 | 1028.1364 | 212.97 | 342.0667 | 551.2981 | 174.8081
[48 empty] | 7442 | 507.8947 | 231.5625 | 349.85 | 402.4762 | 56.7692 | 681.55 | 1028.1364 | 212.97 | 342.0667 | 551.2981 | 174.8081
[48 empty] | 7443 | 507.8947 | 231.5625 | 349.85 | 402.4762 | 56.7692 | 681.55 | 1028.1364 | 212.97 | 342.0667 | 551.2981 | 174.8081
[48 empty] | 7444 | 507.8947 | 231.5625 | 349.85 | 402.4762 | 56.7692 | 681.55 | 1028.1364 | 212.97 | 342.0667 | 551.2981 | 174.8081
[48 empty] | 7445 | 507.8947 | 231.5625 | 349.85 | 402.4762 | 56.7692 | 681.55 | 1028.1364 | 212.97 | 342.0667 | 551.2981 | 174.8081
[48 empty] | 7446 | 507.8947 | 231.5625 | 349.85 | 402.4762 | 56.7692 | 681.55 | 1028.1364 | 212.97 | 342.0667 | 551.2981 | 174.8081
[48 empty] | 7447 | 507.8947 | 231.5625 | 349.85 | 402.4762 | 56.7692 | 681.55 | 1028.1364 | 212.97 | 342.0667 | 551.2981 | 174.8081
[48 empty] | 7448 | 507.8947 | 231.5625 | 349.85 | 402.4762 | 56.7692 | 681.55 | 1028.1364 | 212.97 | 342.0667 | 551.2981 | 174.8081
[48 empty] | 7449 | 507.8947 | 231.5625 | 349.85 | 402.4762 | 56.7692 | 681.55 | 1028.1364 | 212.97 | 342.0667 | 551.2981 | 174.8081
[48 empty] | 7450 | 507.8947 | 231.5625 | 349.85 | 402.4762 | 56.7692 | 681.55 | 1028.1364 | 212.97 | 342.0667 | 551.2981 | 174.8081
[48 empty] | 7451 | 507.8947 | 231.5625 | 349.85 | 402.4762 | 56.7692 | 681.55 | 1028.1364 | 212.97 | 342.0667 | 551.2981 | 174.8081
[48 empty] | 7452 | 507.8947 | 231.5625 | 349.85 | 402.4762 | 56.7692 | 681.55 | 1028.1364 | 212.97 | 342.0667 | 551.2981 | 174.8081
[48 empty] | 7453 | 507.8947 | 231.5625 | 349.85 | 402.4762 | 56.7692 | 681.55 | 1028.1364 | 212.97 | 342.0667 | 551.2981 | 174.8081
[48 empty] | 7454 | 507.8947 | 231.5625 | 349.85 | 402.4762 | 56.7692 | 681.55 | 1028.1364 | 212.97 | 342.0667 | 551.2981 | 174.8081
[48 empty] | 7455 | 507.8947 | 231.5625 | 349.85 | 402.4762 | 56.7692 | 681.55 | 1028.1364 | 212.97 | 342.0667 | 551.2981 | 174.8081
[48 empty] | 7456 | 507.8947 | 231.5625 | 349.85 | 402.4762 | 56.7692 | 681.55 | 1028.1364 | 212.97 | 342.0667 | 551.2981 | 174.8081
[48 empty] | 7457 | 507.8947 | 231.5625 | 349.85 | 402.4762 | 56.7692 | 681.55 | 1028.1364 | 212.97 | 342.0667 | 551.2981 | 174.8081
[48 empty] | 7458 | 507.8947 | 231.5625 | 349.85 | 402.4762 | 56.7692 | 681.55 | 1028.1364 | 212.97 | 342.0667 | 551.2981 | 174.8081
[48 empty] | 7459 | 507.8947 | 231.5625 | 349.85 | 402.4762 | 56.7692 | 681.55 | 1028.1364 | 212.97 | 342.0667 | 551.2981 | 174.8081
[48 empty] | 7460 | 507.8947 | 231.5625 | 349.85 | 402.4762 | 56.7692 | 681.55 | 1028.1364 | 212.97 | 342.0667 | 551.2981 | 174.8081
[48 empty] | 7461 | 507.8947 | 231.5625 | 349.85 | 402.4762 | 56.7692 | 681.55 | 1028.1364 | 212.97 | 342.0667 | 551.2981 | 174.8081
[48 empty] | 7462 | 507.8947 | 231.5625 | 349.85 | 402.4762 | 56.7692 | 681.55 | 1028.1364 | 212.97 | 342.0667 | 551.2981 | 174.8081
[48 empty] | 7463 | 507.8947 | 231.5625 | 349.85 | 402.4762 | 56.7692 | 681.55 | 1028.1364 | 212.97 | 342.0667 | 551.2981 | 174.8081
[48 empty] | 7464 | 507.8947 | 231.5625 | 349.85 | 402.4762 | 56.7692 | 681.55 | 1028.1364 | 212.97 | 342.0667 | 551.2981 | 174.8081
[48 empty] | 7465 | 511.2632 | 228.6875 | 348.1 | 397.0476 | 55.1385 | 677.35 | 1025.5909 | 211.6662 | 335.4924 | 542.7627 | 169.9983
[48 empty] | 7466 | 511.2632 | 228.6875 | 348.1 | 397.0476 | 55.1385 | 677.35 | 1025.5909 | 211.6662 | 335.4924 | 542.7627 | 169.9983
[48 empty] | 7467 | 511.2632 | 228.6875 | 348.1 | 397.0476 | 55.1385 | 677.35 | 1025.5909 | 211.6662 | 335.4924 | 542.7627 | 169.9983
[48 empty] | 7468 | 511.2632 | 228.6875 | 348.1 | 397.0476 | 55.1385 | 677.35 | 1025.5909 | 211.6662 | 335.4924 | 542.7627 | 169.9983
[48 empty] | 7469 | 511.2632 | 228.6875 | 348.1 | 397.0476 | 55.1385 | 677.35 | 1025.5909 | 211.6662 | 335.4924 | 542.7627 | 169.9983
[48 empty] | 7470 | 511.2632 | 228.6875 | 348.1 | 397.0476 | 55.1385 | 677.35 | 1025.5909 | 211.6662 | 335.4924 | 542.7627 | 169.9983
[48 empty] | 7471 | 511.2632 | 228.6875 | 348.1 | 397.0476 | 55.1385 | 677.35 | 1025.5909 | 211.6662 | 335.4924 | 542.7627 | 169.9983
[48 empty] | 7472 | 511.2632 | 228.6875 | 348.1 | 397.0476 | 55.1385 | 677.35 | 1025.5909 | 211.6662 | 335.4924 | 542.7627 | 169.9983
[48 empty] | 7473 | 511.2632 | 228.6875 | 348.1 | 397.0476 | 55.1385 | 677.35 | 1025.5909 | 211.6662 | 335.4924 | 542.7627 | 169.9983
[48 empty] | 7474 | 511.2632 | 228.6875 | 348.1 | 397.0476 | 55.1385 | 677.35 | 1025.5909 | 211.6662 | 335.4924 | 542.7627 | 169.9983
[48 empty] | 7475 | 511.2632 | 228.6875 | 348.1 | 397.0476 | 55.1385 | 677.35 | 1025.5909 | 211.6662 | 335.4924 | 542.7627 | 169.9983
[48 empty] | 7476 | 511.2632 | 228.6875 | 348.1 | 397.0476 | 55.1385 | 677.35 | 1025.5909 | 211.6662 | 335.4924 | 542.7627 | 169.9983
[48 empty] | 7477 | 511.2632 | 228.6875 | 348.1 | 397.0476 | 55.1385 | 677.35 | 1025.5909 | 211.6662 | 335.4924 | 542.7627 | 169.9983
[48 empty] | 7478 | 511.2632 | 228.6875 | 348.1 | 397.0476 | 55.1385 | 677.35 | 1025.5909 | 211.6662 | 335.4924 | 542.7627 | 169.9983
[48 empty] | 7479 | 511.2632 | 228.6875 | 348.1 | 397.0476 | 55.1385 | 677.35 | 1025.5909 | 211.6662 | 335.4924 | 542.7627 | 169.9983
[48 empty] | 7480 | 511.2632 | 228.6875 | 348.1 | 397.0476 | 55.1385 | 677.35 | 1025.5909 | 211.6662 | 335.4924 | 542.7627 | 169.9983
[48 empty] | 7481 | 511.2632 | 228.6875 | 348.1 | 397.0476 | 55.1385 | 677.35 | 1025.5909 | 211.6662 | 335.4924 | 542.7627 | 169.9983
[48 empty] | 7482 | 511.2632 | 228.6875 | 348.1 | 397.0476 | 55.1385 | 677.35 | 1025.5909 | 211.6662 | 335.4924 | 542.7627 | 169.9983
[48 empty] | 7483 | 511.2632 | 228.6875 | 348.1 | 397.0476 | 55.1385 | 677.35 | 1025.5909 | 211.6662 | 335.4924 | 542.7627 | 169.9983
[48 empty] | 7484 | 511.2632 | 228.6875 | 348.1 | 397.0476 | 55.1385 | 677.35 | 1025.5909 | 211.6662 | 335.4924 | 542.7627 | 169.9983
[48 empty] | 7485 | 511.2632 | 228.6875 | 348.1 | 397.0476 | 55.1385 | 677.35 | 1025.5909 | 211.6662 | 335.4924 | 542.7627 | 169.9983
[48 empty] | 7486 | 511.2632 | 228.6875 | 348.1 | 397.0476 | 55.1385 | 677.35 | 1025.5909 | 211.6662 | 335.4924 | 542.7627 | 169.9983
[48 empty] | 7487 | 511.2632 | 228.6875 | 348.1 | 397.0476 | 55.1385 | 677.35 | 1025.5909 | 211.6662 | 335.4924 | 542.7627 | 169.9983
[48 empty] | 7488 | 511.2632 | 228.6875 | 348.1 | 397.0476 | 55.1385 | 677.35 | 1025.5909 | 211.6662 | 335.4924 | 542.7627 | 169.9983
[48 empty] | 7489 | 511.5789 | 226.875 | 347.4 | 391.9524 | 54.0615 | 673.3 | 1017.6818 | 211.0687 | 329.2885 | 540.175 | 168.2502
[48 empty] | 7490 | 511.5789 | 226.875 | 347.4 | 391.9524 | 54.0615 | 673.3 | 1017.6818 | 211.0687 | 329.2885 | 540.175 | 168.2502
[48 empty] | 7491 | 511.5789 | 226.875 | 347.4 | 391.9524 | 54.0615 | 673.3 | 1017.6818 | 211.0687 | 329.2885 | 540.175 | 168.2502
[48 empty] | 7492 | 511.5789 | 226.875 | 347.4 | 391.9524 | 54.0615 | 673.3 | 1017.6818 | 211.0687 | 329.2885 | 540.175 | 168.2502
[48 empty] | 7493 | 511.5789 | 226.875 | 347.4 | 391.9524 | 54.0615 | 673.3 | 1017.6818 | 211.0687 | 329.2885 | 540.175 | 168.2502
[48 empty] | 7494 | 511.5789 | 226.875 | 347.4 | 391.9524 | 54.0615 | 673.3 | 1017.6818 | 211.0687 | 329.2885 | 540.175 | 168.2502
[48 empty] | 7495 | 511.5789 | 226.875 | 347.4 | 391.9524 | 54.0615 | 673.3 | 1017.6818 | 211.0687 | 329.2885 | 540.175 | 168.2502
[48 empty] | 7496 | 511.5789 | 226.875 | 347.4 | 391.9524 | 54.0615 | 673.3 | 1017.6818 | 211.0687 | 329.2885 | 540.175 | 168.2502
[48 empty] | 7497 | 511.5789 | 226.875 | 347.4 | 391.9524 | 54.0615 | 673.3 | 1017.6818 | 211.0687 | 329.2885 | 540.175 | 168.2502
[48 empty] | 7498 | 511.5789 | 226.875 | 347.4 | 391.9524 | 54.0615 | 673.3 | 1017.6818 | 211.0687 | 329.2885 | 540.175 | 168.2502
[48 empty] | 7499 | 511.5789 | 226.875 | 347.4 | 391.9524 | 54.0615 | 673.3 | 1017.6818 | 211.0687 | 329.2885 | 540.175 | 168.2502
[48 empty] | 7500 | 511.5789 | 226.875 | 347.4 | 391.9524 | 54.0615 | 673.3 | 1017.6818 | 211.0687 | 329.2885 | 540.175 | 168.2502
[48 empty] | 7501 | 511.5789 | 226.875 | 347.4 | 391.9524 | 54.0615 | 673.3 | 1017.6818 | 211.0687 | 329.2885 | 540.175 | 168.2502
[48 empty] | 7502 | 511.5789 | 226.875 | 347.4 | 391.9524 | 54.0615 | 673.3 | 1017.6818 | 211.0687 | 329.2885 | 540.175 | 168.2502
[48 empty] | 7503 | 511.5789 | 226.875 | 347.4 | 391.9524 | 54.0615 | 673.3 | 1017.6818 | 211.0687 | 329.2885 | 540.175 | 168.2502
[48 empty] | 7504 | 511.5789 | 226.875 | 347.4 | 391.9524 | 54.0615 | 673.3 | 1017.6818 | 211.0687 | 329.2885 | 540.175 | 168.2502
[48 empty] | 7505 | 511.5789 | 226.875 | 347.4 | 391.9524 | 54.0615 | 673.3 | 1017.6818 | 211.0687 | 329.2885 | 540.175 | 168.2502
[48 empty] | 7506 | 511.5789 | 226.875 | 347.4 | 391.9524 | 54.0615 | 673.3 | 1017.6818 | 211.0687 | 329.2885 | 540.175 | 168.2502
[48 empty] | 7507 | 511.5789 | 226.875 | 347.4 | 391.9524 | 54.0615 | 673.3 | 1017.6818 | 211.0687 | 329.2885 | 540.175 | 168.2502
[48 empty] | 7508 | 511.5789 | 226.875 | 347.4 | 391.9524 | 54.0615 | 673.3 | 1017.6818 | 211.0687 | 329.2885 | 540.175 | 168.2502
[48 empty] | 7509 | 511.5789 | 226.875 | 347.4 | 391.9524 | 54.0615 | 673.3 | 1017.6818 | 211.0687 | 329.2885 | 540.175 | 168.2502
[48 empty] | 7510 | 511.5789 | 226.875 | 347.4 | 391.9524 | 54.0615 | 673.3 | 1017.6818 | 211.0687 | 329.2885 | 540.175 | 168.2502
[48 empty] | 7511 | 511.5789 | 226.875 | 347.4 | 391.9524 | 54.0615 | 673.3 | 1017.6818 | 211.0687 | 329.2885 | 540.175 | 168.2502
[48 empty] | 7512 | 511.5789 | 226.875 | 347.4 | 391.9524 | 54.0615 | 673.3 | 1017.6818 | 211.0687 | 329.2885 | 540.175 | 168.2502
[48 empty] | 7513 | 514.4211 | 225.1875 | 345.8 | 385.1429 | 52.9923 | 668.1 | 1006.4091 | 210.31 | 326.9844 | 539.2082 | 165.415
[48 empty] | 7514 | 514.4211 | 225.1875 | 345.8 | 385.1429 | 52.9923 | 668.1 | 1006.4091 | 210.31 | 326.9844 | 539.2082 | 165.415
[48 empty] | 7515 | 514.4211 | 225.1875 | 345.8 | 385.1429 | 52.9923 | 668.1 | 1006.4091 | 210.31 | 326.9844 | 539.2082 | 165.415
[48 empty] | 7516 | 514.4211 | 225.1875 | 345.8 | 385.1429 | 52.9923 | 668.1 | 1006.4091 | 210.31 | 326.9844 | 539.2082 | 165.415
[48 empty] | 7517 | 514.4211 | 225.1875 | 345.8 | 385.1429 | 52.9923 | 668.1 | 1006.4091 | 210.31 | 326.9844 | 539.2082 | 165.415
[48 empty] | 7518 | 514.4211 | 225.1875 | 345.8 | 385.1429 | 52.9923 | 668.1 | 1006.4091 | 210.31 | 326.9844 | 539.2082 | 165.415
[48 empty] | 7519 | 514.4211 | 225.1875 | 345.8 | 385.1429 | 52.9923 | 668.1 | 1006.4091 | 210.31 | 326.9844 | 539.2082 | 165.415
[48 empty] | 7520 | 514.4211 | 225.1875 | 345.8 | 385.1429 | 52.9923 | 668.1 | 1006.4091 | 210.31 | 326.9844 | 539.2082 | 165.415
[48 empty] | 7521 | 514.4211 | 225.1875 | 345.8 | 385.1429 | 52.9923 | 668.1 | 1006.4091 | 210.31 | 326.9844 | 539.2082 | 165.415
[48 empty] | 7522 | 514.4211 | 225.1875 | 345.8 | 385.1429 | 52.9923 | 668.1 | 1006.4091 | 210.31 | 326.9844 | 539.2082 | 165.415
[48 empty] | 7523 | 514.4211 | 225.1875 | 345.8 | 385.1429 | 52.9923 | 668.1 | 1006.4091 | 210.31 | 326.9844 | 539.2082 | 165.415
[48 empty] | 7524 | 514.4211 | 225.1875 | 345.8 | 385.1429 | 52.9923 | 668.1 | 1006.4091 | 210.31 | 326.9844 | 539.2082 | 165.415
[48 empty] | 7525 | 514.4211 | 225.1875 | 345.8 | 385.1429 | 52.9923 | 668.1 | 1006.4091 | 210.31 | 326.9844 | 539.2082 | 165.415
[48 empty] | 7526 | 514.4211 | 225.1875 | 345.8 | 385.1429 | 52.9923 | 668.1 | 1006.4091 | 210.31 | 326.9844 | 539.2082 | 165.415
[48 empty] | 7527 | 514.4211 | 225.1875 | 345.8 | 385.1429 | 52.9923 | 668.1 | 1006.4091 | 210.31 | 326.9844 | 539.2082 | 165.415
[48 empty] | 7528 | 514.4211 | 225.1875 | 345.8 | 385.1429 | 52.9923 | 668.1 | 1006.4091 | 210.31 | 326.9844 | 539.2082 | 165.415
[48 empty] | 7529 | 514.4211 | 225.1875 | 345.8 | 385.1429 | 52.9923 | 668.1 | 1006.4091 | 210.31 | 326.9844 | 539.2082 | 165.415
[48 empty] | 7530 | 514.4211 | 225.1875 | 345.8 | 385.1429 | 52.9923 | 668.1 | 1006.4091 | 210.31 | 326.9844 | 539.2082 | 165.415
[48 empty] | 7531 | 514.4211 | 225.1875 | 345.8 | 385.1429 | 52.9923 | 668.1 | 1006.4091 | 210.31 | 326.9844 | 539.2082 | 165.415
[48 empty] | 7532 | 514.4211 | 225.1875 | 345.8 | 385.1429 | 52.9923 | 668.1 | 1006.4091 | 210.31 | 326.9844 | 539.2082 | 165.415
[48 empty] | 7533 | 514.4211 | 225.1875 | 345.8 | 385.1429 | 52.9923 | 668.1 | 1006.4091 | 210.31 | 326.9844 | 539.2082 | 165.415
[48 empty] | 7534 | 514.4211 | 225.1875 | 345.8 | 385.1429 | 52.9923 | 668.1 | 1006.4091 | 210.31 | 326.9844 | 539.2082 | 165.415
[48 empty] | 7535 | 514.4211 | 225.1875 | 345.8 | 385.1429 | 52.9923 | 668.1 | 1006.4091 | 210.31 | 326.9844 | 539.2082 | 165.415
[48 empty] | 7536 | 514.4211 | 225.1875 | 345.8 | 385.1429 | 52.9923 | 668.1 | 1006.4091 | 210.31 | 326.9844 | 539.2082 | 165.415
[48 empty] | 7537 | 530.6842 | 223.1875 | 346 | 380.9524 | 52.7538 | 661 | 996.1818 | 207.5337 | 321.128 | 532.4047 | 167.8807
[48 empty] | 7538 | 530.6842 | 223.1875 | 346 | 380.9524 | 52.7538 | 661 | 996.1818 | 207.5337 | 321.128 | 532.4047 | 167.8807
[48 empty] | 7539 | 530.6842 | 223.1875 | 346 | 380.9524 | 52.7538 | 661 | 996.1818 | 207.5337 | 321.128 | 532.4047 | 167.8807
[48 empty] | 7540 | 530.6842 | 223.1875 | 346 | 380.9524 | 52.7538 | 661 | 996.1818 | 207.5337 | 321.128 | 532.4047 | 167.8807
[48 empty] | 7541 | 530.6842 | 223.1875 | 346 | 380.9524 | 52.7538 | 661 | 996.1818 | 207.5337 | 321.128 | 532.4047 | 167.8807
[48 empty] | 7542 | 530.6842 | 223.1875 | 346 | 380.9524 | 52.7538 | 661 | 996.1818 | 207.5337 | 321.128 | 532.4047 | 167.8807
[48 empty] | 7543 | 530.6842 | 223.1875 | 346 | 380.9524 | 52.7538 | 661 | 996.1818 | 207.5337 | 321.128 | 532.4047 | 167.8807
[48 empty] | 7544 | 530.6842 | 223.1875 | 346 | 380.9524 | 52.7538 | 661 | 996.1818 | 207.5337 | 321.128 | 532.4047 | 167.8807
[48 empty] | 7545 | 530.6842 | 223.1875 | 346 | 380.9524 | 52.7538 | 661 | 996.1818 | 207.5337 | 321.128 | 532.4047 | 167.8807
[48 empty] | 7546 | 530.6842 | 223.1875 | 346 | 380.9524 | 52.7538 | 661 | 996.1818 | 207.5337 | 321.128 | 532.4047 | 167.8807
[48 empty] | 7547 | 530.6842 | 223.1875 | 346 | 380.9524 | 52.7538 | 661 | 996.1818 | 207.5337 | 321.128 | 532.4047 | 167.8807
[48 empty] | 7548 | 530.6842 | 223.1875 | 346 | 380.9524 | 52.7538 | 661 | 996.1818 | 207.5337 | 321.128 | 532.4047 | 167.8807
[48 empty] | 7549 | 530.6842 | 223.1875 | 346 | 380.9524 | 52.7538 | 661 | 996.1818 | 207.5337 | 321.128 | 532.4047 | 167.8807
[48 empty] | 7550 | 530.6842 | 223.1875 | 346 | 380.9524 | 52.7538 | 661 | 996.1818 | 207.5337 | 321.128 | 532.4047 | 167.8807
[48 empty] | 7551 | 530.6842 | 223.1875 | 346 | 380.9524 | 52.7538 | 661 | 996.1818 | 207.5337 | 321.128 | 532.4047 | 167.8807
[48 empty] | 7552 | 530.6842 | 223.1875 | 346 | 380.9524 | 52.7538 | 661 | 996.1818 | 207.5337 | 321.128 | 532.4047 | 167.8807
[48 empty] | 7553 | 530.6842 | 223.1875 | 346 | 380.9524 | 52.7538 | 661 | 996.1818 | 207.5337 | 321.128 | 532.4047 | 167.8807
[48 empty] | 7554 | 530.6842 | 223.1875 | 346 | 380.9524 | 52.7538 | 661 | 996.1818 | 207.5337 | 321.128 | 532.4047 | 167.8807
[48 empty] | 7555 | 530.6842 | 223.1875 | 346 | 380.9524 | 52.7538 | 661 | 996.1818 | 207.5337 | 321.128 | 532.4047 | 167.8807
[48 empty] | 7556 | 530.6842 | 223.1875 | 346 | 380.9524 | 52.7538 | 661 | 996.1818 | 207.5337 | 321.128 | 532.4047 | 167.8807
[48 empty] | 7557 | 530.6842 | 223.1875 | 346 | 380.9524 | 52.7538 | 661 | 996.1818 | 207.5337 | 321.128 | 532.4047 | 167.8807
[48 empty] | 7558 | 530.6842 | 223.1875 | 346 | 380.9524 | 52.7538 | 661 | 996.1818 | 207.5337 | 321.128 | 532.4047 | 167.8807
[48 empty] | 7559 | 530.6842 | 223.1875 | 346 | 380.9524 | 52.7538 | 661 | 996.1818 | 207.5337 | 321.128 | 532.4047 | 167.8807
[48 empty] | 7560 | 530.6842 | 223.1875 | 346 | 380.9524 | 52.7538 | 661 | 996.1818 | 207.5337 | 321.128 | 532.4047 | 167.8807
[48 empty] | 7561 | 551.4737 | 220.625 | 343.45 | 378.2381 | 51.3692 | 656.6 | 996.0455 | 207 | 314.6623 | 527.981 | 169.3416
[48 empty] | 7562 | 551.4737 | 220.625 | 343.45 | 378.2381 | 51.3692 | 656.6 | 996.0455 | 207 | 314.6623 | 527.981 | 169.3416
[48 empty] | 7563 | 551.4737 | 220.625 | 343.45 | 378.2381 | 51.3692 | 656.6 | 996.0455 | 207 | 314.6623 | 527.981 | 169.3416
[48 empty] | 7564 | 551.4737 | 220.625 | 343.45 | 378.2381 | 51.3692 | 656.6 | 996.0455 | 207 | 314.6623 | 527.981 | 169.3416
[48 empty] | 7565 | 551.4737 | 220.625 | 343.45 | 378.2381 | 51.3692 | 656.6 | 996.0455 | 207 | 314.6623 | 527.981 | 169.3416
[48 empty] | 7566 | 551.4737 | 220.625 | 343.45 | 378.2381 | 51.3692 | 656.6 | 996.0455 | 207 | 314.6623 | 527.981 | 169.3416
[48 empty] | 7567 | 551.4737 | 220.625 | 343.45 | 378.2381 | 51.3692 | 656.6 | 996.0455 | 207 | 314.6623 | 527.981 | 169.3416
[48 empty] | 7568 | 551.4737 | 220.625 | 343.45 | 378.2381 | 51.3692 | 656.6 | 996.0455 | 207 | 314.6623 | 527.981 | 169.3416
[48 empty] | 7569 | 551.4737 | 220.625 | 343.45 | 378.2381 | 51.3692 | 656.6 | 996.0455 | 207 | 314.6623 | 527.981 | 169.3416
[48 empty] | 7570 | 551.4737 | 220.625 | 343.45 | 378.2381 | 51.3692 | 656.6 | 996.0455 | 207 | 314.6623 | 527.981 | 169.3416
[48 empty] | 7571 | 551.4737 | 220.625 | 343.45 | 378.2381 | 51.3692 | 656.6 | 996.0455 | 207 | 314.6623 | 527.981 | 169.3416
[48 empty] | 7572 | 551.4737 | 220.625 | 343.45 | 378.2381 | 51.3692 | 656.6 | 996.0455 | 207 | 314.6623 | 527.981 | 169.3416
[48 empty] | 7573 | 551.4737 | 220.625 | 343.45 | 378.2381 | 51.3692 | 656.6 | 996.0455 | 207 | 314.6623 | 527.981 | 169.3416
[48 empty] | 7574 | 551.4737 | 220.625 | 343.45 | 378.2381 | 51.3692 | 656.6 | 996.0455 | 207 | 314.6623 | 527.981 | 169.3416
[48 empty] | 7575 | 551.4737 | 220.625 | 343.45 | 378.2381 | 51.3692 | 656.6 | 996.0455 | 207 | 314.6623 | 527.981 | 169.3416
[48 empty] | 7576 | 551.4737 | 220.625 | 343.45 | 378.2381 | 51.3692 | 656.6 | 996.0455 | 207 | 314.6623 | 527.981 | 169.3416
[48 empty] | 7577 | 551.4737 | 220.625 | 343.45 | 378.2381 | 51.3692 | 656.6 | 996.0455 | 207 | 314.6623 | 527.981 | 169.3416
[48 empty] | 7578 | 551.4737 | 220.625 | 343.45 | 378.2381 | 51.3692 | 656.6 | 996.0455 | 207 | 314.6623 | 527.981 | 169.3416
[48 empty] | 7579 | 551.4737 | 220.625 | 343.45 | 378.2381 | 51.3692 | 656.6 | 996.0455 | 207 | 314.6623 | 527.981 | 169.3416
[48 empty] | 7580 | 551.4737 | 220.625 | 343.45 | 378.2381 | 51.3692 | 656.6 | 996.0455 | 207 | 314.6623 | 527.981 | 169.3416
[48 empty] | 7581 | 551.4737 | 220.625 | 343.45 | 378.2381 | 51.3692 | 656.6 | 996.0455 | 207 | 314.6623 | 527.981 | 169.3416
[48 empty] | 7582 | 551.4737 | 220.625 | 343.45 | 378.2381 | 51.3692 | 656.6 | 996.0455 | 207 | 314.6623 | 527.981 | 169.3416
[48 empty] | 7583 | 551.4737 | 220.625 | 343.45 | 378.2381 | 51.3692 | 656.6 | 996.0455 | 207 | 314.6623 | 527.981 | 169.3416
[48 empty] | 7584 | 551.4737 | 220.625 | 343.45 | 378.2381 | 51.3692 | 656.6 | 996.0455 | 207 | 314.6623 | 527.981 | 169.3416
[48 empty] | 7585 | 568.5789 | 218.1875 | 343.25 | 373.4286 | 50.0462 | 652.5 | 997.5455 | 206.0888 | 310.8366 | 515.0518 | 169.2957
[48 empty] | 7586 | 568.5789 | 218.1875 | 343.25 | 373.4286 | 50.0462 | 652.5 | 997.5455 | 206.0888 | 310.8366 | 515.0518 | 169.2957
[48 empty] | 7587 | 568.5789 | 218.1875 | 343.25 | 373.4286 | 50.0462 | 652.5 | 997.5455 | 206.0888 | 310.8366 | 515.0518 | 169.2957
[48 empty] | 7588 | 568.5789 | 218.1875 | 343.25 | 373.4286 | 50.0462 | 652.5 | 997.5455 | 206.0888 | 310.8366 | 515.0518 | 169.2957
[48 empty] | 7589 | 568.5789 | 218.1875 | 343.25 | 373.4286 | 50.0462 | 652.5 | 997.5455 | 206.0888 | 310.8366 | 515.0518 | 169.2957
[48 empty] | 7590 | 568.5789 | 218.1875 | 343.25 | 373.4286 | 50.0462 | 652.5 | 997.5455 | 206.0888 | 310.8366 | 515.0518 | 169.2957
[48 empty] | 7591 | 568.5789 | 218.1875 | 343.25 | 373.4286 | 50.0462 | 652.5 | 997.5455 | 206.0888 | 310.8366 | 515.0518 | 169.2957
[48 empty] | 7592 | 568.5789 | 218.1875 | 343.25 | 373.4286 | 50.0462 | 652.5 | 997.5455 | 206.0888 | 310.8366 | 515.0518 | 169.2957
[48 empty] | 7593 | 568.5789 | 218.1875 | 343.25 | 373.4286 | 50.0462 | 652.5 | 997.5455 | 206.0888 | 310.8366 | 515.0518 | 169.2957
[48 empty] | 7594 | 568.5789 | 218.1875 | 343.25 | 373.4286 | 50.0462 | 652.5 | 997.5455 | 206.0888 | 310.8366 | 515.0518 | 169.2957
[48 empty] | 7595 | 568.5789 | 218.1875 | 343.25 | 373.4286 | 50.0462 | 652.5 | 997.5455 | 206.0888 | 310.8366 | 515.0518 | 169.2957
[48 empty] | 7596 | 568.5789 | 218.1875 | 343.25 | 373.4286 | 50.0462 | 652.5 | 997.5455 | 206.0888 | 310.8366 | 515.0518 | 169.2957
[48 empty] | 7597 | 568.5789 | 218.1875 | 343.25 | 373.4286 | 50.0462 | 652.5 | 997.5455 | 206.0888 | 310.8366 | 515.0518 | 169.2957
[48 empty] | 7598 | 568.5789 | 218.1875 | 343.25 | 373.4286 | 50.0462 | 652.5 | 997.5455 | 206.0888 | 310.8366 | 515.0518 | 169.2957
[48 empty] | 7599 | 568.5789 | 218.1875 | 343.25 | 373.4286 | 50.0462 | 652.5 | 997.5455 | 206.0888 | 310.8366 | 515.0518 | 169.2957
[48 empty] | 7600 | 568.5789 | 218.1875 | 343.25 | 373.4286 | 50.0462 | 652.5 | 997.5455 | 206.0888 | 310.8366 | 515.0518 | 169.2957
[48 empty] | 7601 | 568.5789 | 218.1875 | 343.25 | 373.4286 | 50.0462 | 652.5 | 997.5455 | 206.0888 | 310.8366 | 515.0518 | 169.2957
[48 empty] | 7602 | 568.5789 | 218.1875 | 343.25 | 373.4286 | 50.0462 | 652.5 | 997.5455 | 206.0888 | 310.8366 | 515.0518 | 169.2957
[48 empty] | 7603 | 568.5789 | 218.1875 | 343.25 | 373.4286 | 50.0462 | 652.5 | 997.5455 | 206.0888 | 310.8366 | 515.0518 | 169.2957
[48 empty] | 7604 | 568.5789 | 218.1875 | 343.25 | 373.4286 | 50.0462 | 652.5 | 997.5455 | 206.0888 | 310.8366 | 515.0518 | 169.2957
[48 empty] | 7605 | 568.5789 | 218.1875 | 343.25 | 373.4286 | 50.0462 | 652.5 | 997.5455 | 206.0888 | 310.8366 | 515.0518 | 169.2957
[48 empty] | 7606 | 568.5789 | 218.1875 | 343.25 | 373.4286 | 50.0462 | 652.5 | 997.5455 | 206.0888 | 310.8366 | 515.0518 | 169.2957
[48 empty] | 7607 | 568.5789 | 218.1875 | 343.25 | 373.4286 | 50.0462 | 652.5 | 997.5455 | 206.0888 | 310.8366 | 515.0518 | 169.2957
[48 empty] | 7608 | 568.5789 | 218.1875 | 343.25 | 373.4286 | 50.0462 | 652.5 | 997.5455 | 206.0888 | 310.8366 | 515.0518 | 169.2957
[48 empty] | 7609 | 581.3158 | 215.75 | 342.85 | 369.8095 | 49.6538 | 646.35 | 1000.0909 | 203.9137 | 309.2162 | 498.2313 | 167.3757
[48 empty] | 7610 | 581.3158 | 215.75 | 342.85 | 369.8095 | 49.6538 | 646.35 | 1000.0909 | 203.9137 | 309.2162 | 498.2313 | 167.3757
[48 empty] | 7611 | 581.3158 | 215.75 | 342.85 | 369.8095 | 49.6538 | 646.35 | 1000.0909 | 203.9137 | 309.2162 | 498.2313 | 167.3757
[48 empty] | 7612 | 581.3158 | 215.75 | 342.85 | 369.8095 | 49.6538 | 646.35 | 1000.0909 | 203.9137 | 309.2162 | 498.2313 | 167.3757
[48 empty] | 7613 | 581.3158 | 215.75 | 342.85 | 369.8095 | 49.6538 | 646.35 | 1000.0909 | 203.9137 | 309.2162 | 498.2313 | 167.3757
[48 empty] | 7614 | 581.3158 | 215.75 | 342.85 | 369.8095 | 49.6538 | 646.35 | 1000.0909 | 203.9137 | 309.2162 | 498.2313 | 167.3757
[48 empty] | 7615 | 581.3158 | 215.75 | 342.85 | 369.8095 | 49.6538 | 646.35 | 1000.0909 | 203.9137 | 309.2162 | 498.2313 | 167.3757
[48 empty] | 7616 | 581.3158 | 215.75 | 342.85 | 369.8095 | 49.6538 | 646.35 | 1000.0909 | 203.9137 | 309.2162 | 498.2313 | 167.3757
[48 empty] | 7617 | 581.3158 | 215.75 | 342.85 | 369.8095 | 49.6538 | 646.35 | 1000.0909 | 203.9137 | 309.2162 | 498.2313 | 167.3757
[48 empty] | 7618 | 581.3158 | 215.75 | 342.85 | 369.8095 | 49.6538 | 646.35 | 1000.0909 | 203.9137 | 309.2162 | 498.2313 | 167.3757
[48 empty] | 7619 | 581.3158 | 215.75 | 342.85 | 369.8095 | 49.6538 | 646.35 | 1000.0909 | 203.9137 | 309.2162 | 498.2313 | 167.3757
[48 empty] | 7620 | 581.3158 | 215.75 | 342.85 | 369.8095 | 49.6538 | 646.35 | 1000.0909 | 203.9137 | 309.2162 | 498.2313 | 167.3757
[48 empty] | 7621 | 581.3158 | 215.75 | 342.85 | 369.8095 | 49.6538 | 646.35 | 1000.0909 | 203.9137 | 309.2162 | 498.2313 | 167.3757
[48 empty] | 7622 | 581.3158 | 215.75 | 342.85 | 369.8095 | 49.6538 | 646.35 | 1000.0909 | 203.9137 | 309.2162 | 498.2313 | 167.3757
[48 empty] | 7623 | 581.3158 | 215.75 | 342.85 | 369.8095 | 49.6538 | 646.35 | 1000.0909 | 203.9137 | 309.2162 | 498.2313 | 167.3757
[48 empty] | 7624 | 581.3158 | 215.75 | 342.85 | 369.8095 | 49.6538 | 646.35 | 1000.0909 | 203.9137 | 309.2162 | 498.2313 | 167.3757
[48 empty] | 7625 | 581.3158 | 215.75 | 342.85 | 369.8095 | 49.6538 | 646.35 | 1000.0909 | 203.9137 | 309.2162 | 498.2313 | 167.3757
[48 empty] | 7626 | 581.3158 | 215.75 | 342.85 | 369.8095 | 49.6538 | 646.35 | 1000.0909 | 203.9137 | 309.2162 | 498.2313 | 167.3757
[48 empty] | 7627 | 581.3158 | 215.75 | 342.85 | 369.8095 | 49.6538 | 646.35 | 1000.0909 | 203.9137 | 309.2162 | 498.2313 | 167.3757
[48 empty] | 7628 | 581.3158 | 215.75 | 342.85 | 369.8095 | 49.6538 | 646.35 | 1000.0909 | 203.9137 | 309.2162 | 498.2313 | 167.3757
[48 empty] | 7629 | 581.3158 | 215.75 | 342.85 | 369.8095 | 49.6538 | 646.35 | 1000.0909 | 203.9137 | 309.2162 | 498.2313 | 167.3757
[48 empty] | 7630 | 581.3158 | 215.75 | 342.85 | 369.8095 | 49.6538 | 646.35 | 1000.0909 | 203.9137 | 309.2162 | 498.2313 | 167.3757
[48 empty] | 7631 | 581.3158 | 215.75 | 342.85 | 369.8095 | 49.6538 | 646.35 | 1000.0909 | 203.9137 | 309.2162 | 498.2313 | 167.3757
[48 empty] | 7632 | 581.3158 | 215.75 | 342.85 | 369.8095 | 49.6538 | 646.35 | 1000.0909 | 203.9137 | 309.2162 | 498.2313 | 167.3757
[48 empty] | 7633 | 571.4737 | 213.375 | 340.35 | 364.7143 | 48.1231 | 641.75 | 995.0455 | 201.38 | 309.1861 | 501.9575 | 169.6997
[48 empty] | 7634 | 571.4737 | 213.375 | 340.35 | 364.7143 | 48.1231 | 641.75 | 995.0455 | 201.38 | 309.1861 | 501.9575 | 169.6997
[48 empty] | 7635 | 571.4737 | 213.375 | 340.35 | 364.7143 | 48.1231 | 641.75 | 995.0455 | 201.38 | 309.1861 | 501.9575 | 169.6997
[48 empty] | 7636 | 571.4737 | 213.375 | 340.35 | 364.7143 | 48.1231 | 641.75 | 995.0455 | 201.38 | 309.1861 | 501.9575 | 169.6997
[48 empty] | 7637 | 571.4737 | 213.375 | 340.35 | 364.7143 | 48.1231 | 641.75 | 995.0455 | 201.38 | 309.1861 | 501.9575 | 169.6997
[48 empty] | 7638 | 571.4737 | 213.375 | 340.35 | 364.7143 | 48.1231 | 641.75 | 995.0455 | 201.38 | 309.1861 | 501.9575 | 169.6997
[48 empty] | 7639 | 571.4737 | 213.375 | 340.35 | 364.7143 | 48.1231 | 641.75 | 995.0455 | 201.38 | 309.1861 | 501.9575 | 169.6997
[48 empty] | 7640 | 571.4737 | 213.375 | 340.35 | 364.7143 | 48.1231 | 641.75 | 995.0455 | 201.38 | 309.1861 | 501.9575 | 169.6997
[48 empty] | 7641 | 571.4737 | 213.375 | 340.35 | 364.7143 | 48.1231 | 641.75 | 995.0455 | 201.38 | 309.1861 | 501.9575 | 169.6997
[48 empty] | 7642 | 571.4737 | 213.375 | 340.35 | 364.7143 | 48.1231 | 641.75 | 995.0455 | 201.38 | 309.1861 | 501.9575 | 169.6997
[48 empty] | 7643 | 571.4737 | 213.375 | 340.35 | 364.7143 | 48.1231 | 641.75 | 995.0455 | 201.38 | 309.1861 | 501.9575 | 169.6997
[48 empty] | 7644 | 571.4737 | 213.375 | 340.35 | 364.7143 | 48.1231 | 641.75 | 995.0455 | 201.38 | 309.1861 | 501.9575 | 169.6997
[48 empty] | 7645 | 571.4737 | 213.375 | 340.35 | 364.7143 | 48.1231 | 641.75 | 995.0455 | 201.38 | 309.1861 | 501.9575 | 169.6997
[48 empty] | 7646 | 571.4737 | 213.375 | 340.35 | 364.7143 | 48.1231 | 641.75 | 995.0455 | 201.38 | 309.1861 | 501.9575 | 169.6997
[48 empty] | 7647 | 571.4737 | 213.375 | 340.35 | 364.7143 | 48.1231 | 641.75 | 995.0455 | 201.38 | 309.1861 | 501.9575 | 169.6997
[48 empty] | 7648 | 571.4737 | 213.375 | 340.35 | 364.7143 | 48.1231 | 641.75 | 995.0455 | 201.38 | 309.1861 | 501.9575 | 169.6997
[48 empty] | 7649 | 571.4737 | 213.375 | 340.35 | 364.7143 | 48.1231 | 641.75 | 995.0455 | 201.38 | 309.1861 | 501.9575 | 169.6997
[48 empty] | 7650 | 571.4737 | 213.375 | 340.35 | 364.7143 | 48.1231 | 641.75 | 995.0455 | 201.38 | 309.1861 | 501.9575 | 169.6997
[48 empty] | 7651 | 571.4737 | 213.375 | 340.35 | 364.7143 | 48.1231 | 641.75 | 995.0455 | 201.38 | 309.1861 | 501.9575 | 169.6997
[48 empty] | 7652 | 571.4737 | 213.375 | 340.35 | 364.7143 | 48.1231 | 641.75 | 995.0455 | 201.38 | 309.1861 | 501.9575 | 169.6997
[48 empty] | 7653 | 571.4737 | 213.375 | 340.35 | 364.7143 | 48.1231 | 641.75 | 995.0455 | 201.38 | 309.1861 | 501.9575 | 169.6997
[48 empty] | 7654 | 571.4737 | 213.375 | 340.35 | 364.7143 | 48.1231 | 641.75 | 995.0455 | 201.38 | 309.1861 | 501.9575 | 169.6997
[48 empty] | 7655 | 571.4737 | 213.375 | 340.35 | 364.7143 | 48.1231 | 641.75 | 995.0455 | 201.38 | 309.1861 | 501.9575 | 169.6997
[48 empty] | 7656 | 571.4737 | 213.375 | 340.35 | 364.7143 | 48.1231 | 641.75 | 995.0455 | 201.38 | 309.1861 | 501.9575 | 169.6997
[48 empty] | 7657 | 567.3158 | 210.0625 | 337.8 | 361.1905 | 46.3615 | 633.95 | 988.1818 | 198.9263 | 309.8719 | 505.433 | 169.2395
[48 empty] | 7658 | 567.3158 | 210.0625 | 337.8 | 361.1905 | 46.3615 | 633.95 | 988.1818 | 198.9263 | 309.8719 | 505.433 | 169.2395
[48 empty] | 7659 | 567.3158 | 210.0625 | 337.8 | 361.1905 | 46.3615 | 633.95 | 988.1818 | 198.9263 | 309.8719 | 505.433 | 169.2395
[48 empty] | 7660 | 567.3158 | 210.0625 | 337.8 | 361.1905 | 46.3615 | 633.95 | 988.1818 | 198.9263 | 309.8719 | 505.433 | 169.2395
[48 empty] | 7661 | 567.3158 | 210.0625 | 337.8 | 361.1905 | 46.3615 | 633.95 | 988.1818 | 198.9263 | 309.8719 | 505.433 | 169.2395
[48 empty] | 7662 | 567.3158 | 210.0625 | 337.8 | 361.1905 | 46.3615 | 633.95 | 988.1818 | 198.9263 | 309.8719 | 505.433 | 169.2395
[48 empty] | 7663 | 567.3158 | 210.0625 | 337.8 | 361.1905 | 46.3615 | 633.95 | 988.1818 | 198.9263 | 309.8719 | 505.433 | 169.2395
[48 empty] | 7664 | 567.3158 | 210.0625 | 337.8 | 361.1905 | 46.3615 | 633.95 | 988.1818 | 198.9263 | 309.8719 | 505.433 | 169.2395
[48 empty] | 7665 | 567.3158 | 210.0625 | 337.8 | 361.1905 | 46.3615 | 633.95 | 988.1818 | 198.9263 | 309.8719 | 505.433 | 169.2395
[48 empty] | 7666 | 567.3158 | 210.0625 | 337.8 | 361.1905 | 46.3615 | 633.95 | 988.1818 | 198.9263 | 309.8719 | 505.433 | 169.2395
[48 empty] | 7667 | 567.3158 | 210.0625 | 337.8 | 361.1905 | 46.3615 | 633.95 | 988.1818 | 198.9263 | 309.8719 | 505.433 | 169.2395
[48 empty] | 7668 | 567.3158 | 210.0625 | 337.8 | 361.1905 | 46.3615 | 633.95 | 988.1818 | 198.9263 | 309.8719 | 505.433 | 169.2395
[48 empty] | 7669 | 567.3158 | 210.0625 | 337.8 | 361.1905 | 46.3615 | 633.95 | 988.1818 | 198.9263 | 309.8719 | 505.433 | 169.2395
[48 empty] | 7670 | 567.3158 | 210.0625 | 337.8 | 361.1905 | 46.3615 | 633.95 | 988.1818 | 198.9263 | 309.8719 | 505.433 | 169.2395
[48 empty] | 7671 | 567.3158 | 210.0625 | 337.8 | 361.1905 | 46.3615 | 633.95 | 988.1818 | 198.9263 | 309.8719 | 505.433 | 169.2395
[48 empty] | 7672 | 567.3158 | 210.0625 | 337.8 | 361.1905 | 46.3615 | 633.95 | 988.1818 | 198.9263 | 309.8719 | 505.433 | 169.2395
[48 empty] | 7673 | 567.3158 | 210.0625 | 337.8 | 361.1905 | 46.3615 | 633.95 | 988.1818 | 198.9263 | 309.8719 | 505.433 | 169.2395
[48 empty] | 7674 | 567.3158 | 210.0625 | 337.8 | 361.1905 | 46.3615 | 633.95 | 988.1818 | 198.9263 | 309.8719 | 505.433 | 169.2395
[48 empty] | 7675 | 567.3158 | 210.0625 | 337.8 | 361.1905 | 46.3615 | 633.95 | 988.1818 | 198.9263 | 309.8719 | 505.433 | 169.2395
[48 empty] | 7676 | 567.3158 | 210.0625 | 337.8 | 361.1905 | 46.3615 | 633.95 | 988.1818 | 198.9263 | 309.8719 | 505.433 | 169.2395
[48 empty] | 7677 | 567.3158 | 210.0625 | 337.8 | 361.1905 | 46.3615 | 633.95 | 988.1818 | 198.9263 | 309.8719 | 505.433 | 169.2395
[48 empty] | 7678 | 567.3158 | 210.0625 | 337.8 | 361.1905 | 46.3615 | 633.95 | 988.1818 | 198.9263 | 309.8719 | 505.433 | 169.2395
[48 empty] | 7679 | 567.3158 | 210.0625 | 337.8 | 361.1905 | 46.3615 | 633.95 | 988.1818 | 198.9263 | 309.8719 | 505.433 | 169.2395
[48 empty] | 7680 | 567.3158 | 210.0625 | 337.8 | 361.1905 | 46.3615 | 633.95 | 988.1818 | 198.9263 | 309.8719 | 505.433 | 169.2395
[48 empty] | 7681 | 547.3158 | 207.9375 | 336.65 | 360.7619 | 45.2 | 623.55 | 980.3636 | 196.4938 | 308.8823 | 494.2729 | 169.9169
[48 empty] | 7682 | 547.3158 | 207.9375 | 336.65 | 360.7619 | 45.2 | 623.55 | 980.3636 | 196.4938 | 308.8823 | 494.2729 | 169.9169
[48 empty] | 7683 | 547.3158 | 207.9375 | 336.65 | 360.7619 | 45.2 | 623.55 | 980.3636 | 196.4938 | 308.8823 | 494.2729 | 169.9169
[48 empty] | 7684 | 547.3158 | 207.9375 | 336.65 | 360.7619 | 45.2 | 623.55 | 980.3636 | 196.4938 | 308.8823 | 494.2729 | 169.9169
[48 empty] | 7685 | 547.3158 | 207.9375 | 336.65 | 360.7619 | 45.2 | 623.55 | 980.3636 | 196.4938 | 308.8823 | 494.2729 | 169.9169
[48 empty] | 7686 | 547.3158 | 207.9375 | 336.65 | 360.7619 | 45.2 | 623.55 | 980.3636 | 196.4938 | 308.8823 | 494.2729 | 169.9169
[48 empty] | 7687 | 547.3158 | 207.9375 | 336.65 | 360.7619 | 45.2 | 623.55 | 980.3636 | 196.4938 | 308.8823 | 494.2729 | 169.9169
[48 empty] | 7688 | 547.3158 | 207.9375 | 336.65 | 360.7619 | 45.2 | 623.55 | 980.3636 | 196.4938 | 308.8823 | 494.2729 | 169.9169
[48 empty] | 7689 | 547.3158 | 207.9375 | 336.65 | 360.7619 | 45.2 | 623.55 | 980.3636 | 196.4938 | 308.8823 | 494.2729 | 169.9169
[48 empty] | 7690 | 547.3158 | 207.9375 | 336.65 | 360.7619 | 45.2 | 623.55 | 980.3636 | 196.4938 | 308.8823 | 494.2729 | 169.9169
[48 empty] | 7691 | 547.3158 | 207.9375 | 336.65 | 360.7619 | 45.2 | 623.55 | 980.3636 | 196.4938 | 308.8823 | 494.2729 | 169.9169
[48 empty] | 7692 | 547.3158 | 207.9375 | 336.65 | 360.7619 | 45.2 | 623.55 | 980.3636 | 196.4938 | 308.8823 | 494.2729 | 169.9169
[48 empty] | 7693 | 547.3158 | 207.9375 | 336.65 | 360.7619 | 45.2 | 623.55 | 980.3636 | 196.4938 | 308.8823 | 494.2729 | 169.9169
[48 empty] | 7694 | 547.3158 | 207.9375 | 336.65 | 360.7619 | 45.2 | 623.55 | 980.3636 | 196.4938 | 308.8823 | 494.2729 | 169.9169
[48 empty] | 7695 | 547.3158 | 207.9375 | 336.65 | 360.7619 | 45.2 | 623.55 | 980.3636 | 196.4938 | 308.8823 | 494.2729 | 169.9169
[48 empty] | 7696 | 547.3158 | 207.9375 | 336.65 | 360.7619 | 45.2 | 623.55 | 980.3636 | 196.4938 | 308.8823 | 494.2729 | 169.9169
[48 empty] | 7697 | 547.3158 | 207.9375 | 336.65 | 360.7619 | 45.2 | 623.55 | 980.3636 | 196.4938 | 308.8823 | 494.2729 | 169.9169
[48 empty] | 7698 | 547.3158 | 207.9375 | 336.65 | 360.7619 | 45.2 | 623.55 | 980.3636 | 196.4938 | 308.8823 | 494.2729 | 169.9169
[48 empty] | 7699 | 547.3158 | 207.9375 | 336.65 | 360.7619 | 45.2 | 623.55 | 980.3636 | 196.4938 | 308.8823 | 494.2729 | 169.9169
[48 empty] | 7700 | 547.3158 | 207.9375 | 336.65 | 360.7619 | 45.2 | 623.55 | 980.3636 | 196.4938 | 308.8823 | 494.2729 | 169.9169
[48 empty] | 7701 | 547.3158 | 207.9375 | 336.65 | 360.7619 | 45.2 | 623.55 | 980.3636 | 196.4938 | 308.8823 | 494.2729 | 169.9169
[48 empty] | 7702 | 547.3158 | 207.9375 | 336.65 | 360.7619 | 45.2 | 623.55 | 980.3636 | 196.4938 | 308.8823 | 494.2729 | 169.9169
[48 empty] | 7703 | 547.3158 | 207.9375 | 336.65 | 360.7619 | 45.2 | 623.55 | 980.3636 | 196.4938 | 308.8823 | 494.2729 | 169.9169
[48 empty] | 7704 | 547.3158 | 207.9375 | 336.65 | 360.7619 | 45.2 | 623.55 | 980.3636 | 196.4938 | 308.8823 | 494.2729 | 169.9169
[48 empty] | 7705 | 521.1053 | 206.1875 | 335.25 | 358.2857 | 44.6538 | 611.95 | 976.9545 | 194.1625 | 308.4121 | 499.7908 | 170.7997
[48 empty] | 7706 | 521.1053 | 206.1875 | 335.25 | 358.2857 | 44.6538 | 611.95 | 976.9545 | 194.1625 | 308.4121 | 499.7908 | 170.7997
[48 empty] | 7707 | 521.1053 | 206.1875 | 335.25 | 358.2857 | 44.6538 | 611.95 | 976.9545 | 194.1625 | 308.4121 | 499.7908 | 170.7997
[48 empty] | 7708 | 521.1053 | 206.1875 | 335.25 | 358.2857 | 44.6538 | 611.95 | 976.9545 | 194.1625 | 308.4121 | 499.7908 | 170.7997
[48 empty] | 7709 | 521.1053 | 206.1875 | 335.25 | 358.2857 | 44.6538 | 611.95 | 976.9545 | 194.1625 | 308.4121 | 499.7908 | 170.7997
[48 empty] | 7710 | 521.1053 | 206.1875 | 335.25 | 358.2857 | 44.6538 | 611.95 | 976.9545 | 194.1625 | 308.4121 | 499.7908 | 170.7997
[48 empty] | 7711 | 521.1053 | 206.1875 | 335.25 | 358.2857 | 44.6538 | 611.95 | 976.9545 | 194.1625 | 308.4121 | 499.7908 | 170.7997
[48 empty] | 7712 | 521.1053 | 206.1875 | 335.25 | 358.2857 | 44.6538 | 611.95 | 976.9545 | 194.1625 | 308.4121 | 499.7908 | 170.7997
[48 empty] | 7713 | 521.1053 | 206.1875 | 335.25 | 358.2857 | 44.6538 | 611.95 | 976.9545 | 194.1625 | 308.4121 | 499.7908 | 170.7997
[48 empty] | 7714 | 521.1053 | 206.1875 | 335.25 | 358.2857 | 44.6538 | 611.95 | 976.9545 | 194.1625 | 308.4121 | 499.7908 | 170.7997
[48 empty] | 7715 | 521.1053 | 206.1875 | 335.25 | 358.2857 | 44.6538 | 611.95 | 976.9545 | 194.1625 | 308.4121 | 499.7908 | 170.7997
[48 empty] | 7716 | 521.1053 | 206.1875 | 335.25 | 358.2857 | 44.6538 | 611.95 | 976.9545 | 194.1625 | 308.4121 | 499.7908 | 170.7997
[48 empty] | 7717 | 521.1053 | 206.1875 | 335.25 | 358.2857 | 44.6538 | 611.95 | 976.9545 | 194.1625 | 308.4121 | 499.7908 | 170.7997
[48 empty] | 7718 | 521.1053 | 206.1875 | 335.25 | 358.2857 | 44.6538 | 611.95 | 976.9545 | 194.1625 | 308.4121 | 499.7908 | 170.7997
[48 empty] | 7719 | 521.1053 | 206.1875 | 335.25 | 358.2857 | 44.6538 | 611.95 | 976.9545 | 194.1625 | 308.4121 | 499.7908 | 170.7997
[48 empty] | 7720 | 521.1053 | 206.1875 | 335.25 | 358.2857 | 44.6538 | 611.95 | 976.9545 | 194.1625 | 308.4121 | 499.7908 | 170.7997
[48 empty] | 7721 | 521.1053 | 206.1875 | 335.25 | 358.2857 | 44.6538 | 611.95 | 976.9545 | 194.1625 | 308.4121 | 499.7908 | 170.7997
[48 empty] | 7722 | 521.1053 | 206.1875 | 335.25 | 358.2857 | 44.6538 | 611.95 | 976.9545 | 194.1625 | 308.4121 | 499.7908 | 170.7997
[48 empty] | 7723 | 521.1053 | 206.1875 | 335.25 | 358.2857 | 44.6538 | 611.95 | 976.9545 | 194.1625 | 308.4121 | 499.7908 | 170.7997
[48 empty] | 7724 | 521.1053 | 206.1875 | 335.25 | 358.2857 | 44.6538 | 611.95 | 976.9545 | 194.1625 | 308.4121 | 499.7908 | 170.7997
[48 empty] | 7725 | 521.1053 | 206.1875 | 335.25 | 358.2857 | 44.6538 | 611.95 | 976.9545 | 194.1625 | 308.4121 | 499.7908 | 170.7997
[48 empty] | 7726 | 521.1053 | 206.1875 | 335.25 | 358.2857 | 44.6538 | 611.95 | 976.9545 | 194.1625 | 308.4121 | 499.7908 | 170.7997
[48 empty] | 7727 | 521.1053 | 206.1875 | 335.25 | 358.2857 | 44.6538 | 611.95 | 976.9545 | 194.1625 | 308.4121 | 499.7908 | 170.7997
[48 empty] | 7728 | 521.1053 | 206.1875 | 335.25 | 358.2857 | 44.6538 | 611.95 | 976.9545 | 194.1625 | 308.4121 | 499.7908 | 170.7997
[48 empty] | 7729 | 515.7895 | 202.6875 | 333.75 | 355.7143 | 43.8231 | 602.85 | 972.0909 | 191.3587 | 307.1729 | 502.7572 | 169.4032
[48 empty] | 7730 | 515.7895 | 202.6875 | 333.75 | 355.7143 | 43.8231 | 602.85 | 972.0909 | 191.3587 | 307.1729 | 502.7572 | 169.4032
[48 empty] | 7731 | 515.7895 | 202.6875 | 333.75 | 355.7143 | 43.8231 | 602.85 | 972.0909 | 191.3587 | 307.1729 | 502.7572 | 169.4032
[48 empty] | 7732 | 515.7895 | 202.6875 | 333.75 | 355.7143 | 43.8231 | 602.85 | 972.0909 | 191.3587 | 307.1729 | 502.7572 | 169.4032
[48 empty] | 7733 | 515.7895 | 202.6875 | 333.75 | 355.7143 | 43.8231 | 602.85 | 972.0909 | 191.3587 | 307.1729 | 502.7572 | 169.4032
[48 empty] | 7734 | 515.7895 | 202.6875 | 333.75 | 355.7143 | 43.8231 | 602.85 | 972.0909 | 191.3587 | 307.1729 | 502.7572 | 169.4032
[48 empty] | 7735 | 515.7895 | 202.6875 | 333.75 | 355.7143 | 43.8231 | 602.85 | 972.0909 | 191.3587 | 307.1729 | 502.7572 | 169.4032
[48 empty] | 7736 | 515.7895 | 202.6875 | 333.75 | 355.7143 | 43.8231 | 602.85 | 972.0909 | 191.3587 | 307.1729 | 502.7572 | 169.4032
[48 empty] | 7737 | 515.7895 | 202.6875 | 333.75 | 355.7143 | 43.8231 | 602.85 | 972.0909 | 191.3587 | 307.1729 | 502.7572 | 169.4032
[48 empty] | 7738 | 515.7895 | 202.6875 | 333.75 | 355.7143 | 43.8231 | 602.85 | 972.0909 | 191.3587 | 307.1729 | 502.7572 | 169.4032
[48 empty] | 7739 | 515.7895 | 202.6875 | 333.75 | 355.7143 | 43.8231 | 602.85 | 972.0909 | 191.3587 | 307.1729 | 502.7572 | 169.4032
[48 empty] | 7740 | 515.7895 | 202.6875 | 333.75 | 355.7143 | 43.8231 | 602.85 | 972.0909 | 191.3587 | 307.1729 | 502.7572 | 169.4032
[48 empty] | 7741 | 515.7895 | 202.6875 | 333.75 | 355.7143 | 43.8231 | 602.85 | 972.0909 | 191.3587 | 307.1729 | 502.7572 | 169.4032
[48 empty] | 7742 | 515.7895 | 202.6875 | 333.75 | 355.7143 | 43.8231 | 602.85 | 972.0909 | 191.3587 | 307.1729 | 502.7572 | 169.4032
[48 empty] | 7743 | 515.7895 | 202.6875 | 333.75 | 355.7143 | 43.8231 | 602.85 | 972.0909 | 191.3587 | 307.1729 | 502.7572 | 169.4032
[48 empty] | 7744 | 515.7895 | 202.6875 | 333.75 | 355.7143 | 43.8231 | 602.85 | 972.0909 | 191.3587 | 307.1729 | 502.7572 | 169.4032
[48 empty] | 7745 | 515.7895 | 202.6875 | 333.75 | 355.7143 | 43.8231 | 602.85 | 972.0909 | 191.3587 | 307.1729 | 502.7572 | 169.4032
[48 empty] | 7746 | 515.7895 | 202.6875 | 333.75 | 355.7143 | 43.8231 | 602.85 | 972.0909 | 191.3587 | 307.1729 | 502.7572 | 169.4032
[48 empty] | 7747 | 515.7895 | 202.6875 | 333.75 | 355.7143 | 43.8231 | 602.85 | 972.0909 | 191.3587 | 307.1729 | 502.7572 | 169.4032
[48 empty] | 7748 | 515.7895 | 202.6875 | 333.75 | 355.7143 | 43.8231 | 602.85 | 972.0909 | 191.3587 | 307.1729 | 502.7572 | 169.4032
[48 empty] | 7749 | 515.7895 | 202.6875 | 333.75 | 355.7143 | 43.8231 | 602.85 | 972.0909 | 191.3587 | 307.1729 | 502.7572 | 169.4032
[48 empty] | 7750 | 515.7895 | 202.6875 | 333.75 | 355.7143 | 43.8231 | 602.85 | 972.0909 | 191.3587 | 307.1729 | 502.7572 | 169.4032
[48 empty] | 7751 | 515.7895 | 202.6875 | 333.75 | 355.7143 | 43.8231 | 602.85 | 972.0909 | 191.3587 | 307.1729 | 502.7572 | 169.4032
[48 empty] | 7752 | 515.7895 | 202.6875 | 333.75 | 355.7143 | 43.8231 | 602.85 | 972.0909 | 191.3587 | 307.1729 | 502.7572 | 169.4032
[48 empty] | 7753 | 503.5789 | 201.0625 | 332.15 | 354.619 | 43.3769 | 594.7 | 964.2273 | 188.86 | 302.654 | 502.727 | 165.3852
[48 empty] | 7754 | 503.5789 | 201.0625 | 332.15 | 354.619 | 43.3769 | 594.7 | 964.2273 | 188.86 | 302.654 | 502.727 | 165.3852
[48 empty] | 7755 | 503.5789 | 201.0625 | 332.15 | 354.619 | 43.3769 | 594.7 | 964.2273 | 188.86 | 302.654 | 502.727 | 165.3852
[48 empty] | 7756 | 503.5789 | 201.0625 | 332.15 | 354.619 | 43.3769 | 594.7 | 964.2273 | 188.86 | 302.654 | 502.727 | 165.3852
[48 empty] | 7757 | 503.5789 | 201.0625 | 332.15 | 354.619 | 43.3769 | 594.7 | 964.2273 | 188.86 | 302.654 | 502.727 | 165.3852
[48 empty] | 7758 | 503.5789 | 201.0625 | 332.15 | 354.619 | 43.3769 | 594.7 | 964.2273 | 188.86 | 302.654 | 502.727 | 165.3852
[48 empty] | 7759 | 503.5789 | 201.0625 | 332.15 | 354.619 | 43.3769 | 594.7 | 964.2273 | 188.86 | 302.654 | 502.727 | 165.3852
[48 empty] | 7760 | 503.5789 | 201.0625 | 332.15 | 354.619 | 43.3769 | 594.7 | 964.2273 | 188.86 | 302.654 | 502.727 | 165.3852
[48 empty] | 7761 | 503.5789 | 201.0625 | 332.15 | 354.619 | 43.3769 | 594.7 | 964.2273 | 188.86 | 302.654 | 502.727 | 165.3852
[48 empty] | 7762 | 503.5789 | 201.0625 | 332.15 | 354.619 | 43.3769 | 594.7 | 964.2273 | 188.86 | 302.654 | 502.727 | 165.3852
[48 empty] | 7763 | 503.5789 | 201.0625 | 332.15 | 354.619 | 43.3769 | 594.7 | 964.2273 | 188.86 | 302.654 | 502.727 | 165.3852
[48 empty] | 7764 | 503.5789 | 201.0625 | 332.15 | 354.619 | 43.3769 | 594.7 | 964.2273 | 188.86 | 302.654 | 502.727 | 165.3852
[48 empty] | 7765 | 503.5789 | 201.0625 | 332.15 | 354.619 | 43.3769 | 594.7 | 964.2273 | 188.86 | 302.654 | 502.727 | 165.3852
[48 empty] | 7766 | 503.5789 | 201.0625 | 332.15 | 354.619 | 43.3769 | 594.7 | 964.2273 | 188.86 | 302.654 | 502.727 | 165.3852
[48 empty] | 7767 | 503.5789 | 201.0625 | 332.15 | 354.619 | 43.3769 | 594.7 | 964.2273 | 188.86 | 302.654 | 502.727 | 165.3852
[48 empty] | 7768 | 503.5789 | 201.0625 | 332.15 | 354.619 | 43.3769 | 594.7 | 964.2273 | 188.86 | 302.654 | 502.727 | 165.3852
[48 empty] | 7769 | 503.5789 | 201.0625 | 332.15 | 354.619 | 43.3769 | 594.7 | 964.2273 | 188.86 | 302.654 | 502.727 | 165.3852
[48 empty] | 7770 | 503.5789 | 201.0625 | 332.15 | 354.619 | 43.3769 | 594.7 | 964.2273 | 188.86 | 302.654 | 502.727 | 165.3852
[48 empty] | 7771 | 503.5789 | 201.0625 | 332.15 | 354.619 | 43.3769 | 594.7 | 964.2273 | 188.86 | 302.654 | 502.727 | 165.3852
[48 empty] | 7772 | 503.5789 | 201.0625 | 332.15 | 354.619 | 43.3769 | 594.7 | 964.2273 | 188.86 | 302.654 | 502.727 | 165.3852
[48 empty] | 7773 | 503.5789 | 201.0625 | 332.15 | 354.619 | 43.3769 | 594.7 | 964.2273 | 188.86 | 302.654 | 502.727 | 165.3852
[48 empty] | 7774 | 503.5789 | 201.0625 | 332.15 | 354.619 | 43.3769 | 594.7 | 964.2273 | 188.86 | 302.654 | 502.727 | 165.3852
[48 empty] | 7775 | 503.5789 | 201.0625 | 332.15 | 354.619 | 43.3769 | 594.7 | 964.2273 | 188.86 | 302.654 | 502.727 | 165.3852
[48 empty] | 7776 | 503.5789 | 201.0625 | 332.15 | 354.619 | 43.3769 | 594.7 | 964.2273 | 188.86 | 302.654 | 502.727 | 165.3852
[48 empty] | 7777 | 494.0526 | 197.375 | 329.4 | 353.1429 | 42.3462 | 583.3 | 962.6818 | 186.1775 | 300.4084 | 488.6725 | 161.8284
[48 empty] | 7778 | 494.0526 | 197.375 | 329.4 | 353.1429 | 42.3462 | 583.3 | 962.6818 | 186.1775 | 300.4084 | 488.6725 | 161.8284
[48 empty] | 7779 | 494.0526 | 197.375 | 329.4 | 353.1429 | 42.3462 | 583.3 | 962.6818 | 186.1775 | 300.4084 | 488.6725 | 161.8284
[48 empty] | 7780 | 494.0526 | 197.375 | 329.4 | 353.1429 | 42.3462 | 583.3 | 962.6818 | 186.1775 | 300.4084 | 488.6725 | 161.8284
[48 empty] | 7781 | 494.0526 | 197.375 | 329.4 | 353.1429 | 42.3462 | 583.3 | 962.6818 | 186.1775 | 300.4084 | 488.6725 | 161.8284
[48 empty] | 7782 | 494.0526 | 197.375 | 329.4 | 353.1429 | 42.3462 | 583.3 | 962.6818 | 186.1775 | 300.4084 | 488.6725 | 161.8284
[48 empty] | 7783 | 494.0526 | 197.375 | 329.4 | 353.1429 | 42.3462 | 583.3 | 962.6818 | 186.1775 | 300.4084 | 488.6725 | 161.8284
[48 empty] | 7784 | 494.0526 | 197.375 | 329.4 | 353.1429 | 42.3462 | 583.3 | 962.6818 | 186.1775 | 300.4084 | 488.6725 | 161.8284
[48 empty] | 7785 | 494.0526 | 197.375 | 329.4 | 353.1429 | 42.3462 | 583.3 | 962.6818 | 186.1775 | 300.4084 | 488.6725 | 161.8284
[48 empty] | 7786 | 494.0526 | 197.375 | 329.4 | 353.1429 | 42.3462 | 583.3 | 962.6818 | 186.1775 | 300.4084 | 488.6725 | 161.8284
[48 empty] | 7787 | 494.0526 | 197.375 | 329.4 | 353.1429 | 42.3462 | 583.3 | 962.6818 | 186.1775 | 300.4084 | 488.6725 | 161.8284
[48 empty] | 7788 | 494.0526 | 197.375 | 329.4 | 353.1429 | 42.3462 | 583.3 | 962.6818 | 186.1775 | 300.4084 | 488.6725 | 161.8284
[48 empty] | 7789 | 494.0526 | 197.375 | 329.4 | 353.1429 | 42.3462 | 583.3 | 962.6818 | 186.1775 | 300.4084 | 488.6725 | 161.8284
[48 empty] | 7790 | 494.0526 | 197.375 | 329.4 | 353.1429 | 42.3462 | 583.3 | 962.6818 | 186.1775 | 300.4084 | 488.6725 | 161.8284
[48 empty] | 7791 | 494.0526 | 197.375 | 329.4 | 353.1429 | 42.3462 | 583.3 | 962.6818 | 186.1775 | 300.4084 | 488.6725 | 161.8284
[48 empty] | 7792 | 494.0526 | 197.375 | 329.4 | 353.1429 | 42.3462 | 583.3 | 962.6818 | 186.1775 | 300.4084 | 488.6725 | 161.8284
[48 empty] | 7793 | 494.0526 | 197.375 | 329.4 | 353.1429 | 42.3462 | 583.3 | 962.6818 | 186.1775 | 300.4084 | 488.6725 | 161.8284
[48 empty] | 7794 | 494.0526 | 197.375 | 329.4 | 353.1429 | 42.3462 | 583.3 | 962.6818 | 186.1775 | 300.4084 | 488.6725 | 161.8284
[48 empty] | 7795 | 494.0526 | 197.375 | 329.4 | 353.1429 | 42.3462 | 583.3 | 962.6818 | 186.1775 | 300.4084 | 488.6725 | 161.8284
[48 empty] | 7796 | 494.0526 | 197.375 | 329.4 | 353.1429 | 42.3462 | 583.3 | 962.6818 | 186.1775 | 300.4084 | 488.6725 | 161.8284
[48 empty] | 7797 | 494.0526 | 197.375 | 329.4 | 353.1429 | 42.3462 | 583.3 | 962.6818 | 186.1775 | 300.4084 | 488.6725 | 161.8284
[48 empty] | 7798 | 494.0526 | 197.375 | 329.4 | 353.1429 | 42.3462 | 583.3 | 962.6818 | 186.1775 | 300.4084 | 488.6725 | 161.8284
[48 empty] | 7799 | 494.0526 | 197.375 | 329.4 | 353.1429 | 42.3462 | 583.3 | 962.6818 | 186.1775 | 300.4084 | 488.6725 | 161.8284
[48 empty] | 7800 | 494.0526 | 197.375 | 329.4 | 353.1429 | 42.3462 | 583.3 | 962.6818 | 186.1775 | 300.4084 | 488.6725 | 161.8284
[48 empty] | 7801 | 488.7368 | 195.75 | 325.05 | 350 | 41.1 | 573 | 952.3636 | 183.32 | 303.475 | 480.3611 | 158.999
[48 empty] | 7802 | 488.7368 | 195.75 | 325.05 | 350 | 41.1 | 573 | 952.3636 | 183.32 | 303.475 | 480.3611 | 158.999
[48 empty] | 7803 | 488.7368 | 195.75 | 325.05 | 350 | 41.1 | 573 | 952.3636 | 183.32 | 303.475 | 480.3611 | 158.999
[48 empty] | 7804 | 488.7368 | 195.75 | 325.05 | 350 | 41.1 | 573 | 952.3636 | 183.32 | 303.475 | 480.3611 | 158.999
[48 empty] | 7805 | 488.7368 | 195.75 | 325.05 | 350 | 41.1 | 573 | 952.3636 | 183.32 | 303.475 | 480.3611 | 158.999
[48 empty] | 7806 | 488.7368 | 195.75 | 325.05 | 350 | 41.1 | 573 | 952.3636 | 183.32 | 303.475 | 480.3611 | 158.999
[48 empty] | 7807 | 488.7368 | 195.75 | 325.05 | 350 | 41.1 | 573 | 952.3636 | 183.32 | 303.475 | 480.3611 | 158.999
[48 empty] | 7808 | 488.7368 | 195.75 | 325.05 | 350 | 41.1 | 573 | 952.3636 | 183.32 | 303.475 | 480.3611 | 158.999
[48 empty] | 7809 | 488.7368 | 195.75 | 325.05 | 350 | 41.1 | 573 | 952.3636 | 183.32 | 303.475 | 480.3611 | 158.999
[48 empty] | 7810 | 488.7368 | 195.75 | 325.05 | 350 | 41.1 | 573 | 952.3636 | 183.32 | 303.475 | 480.3611 | 158.999
[48 empty] | 7811 | 488.7368 | 195.75 | 325.05 | 350 | 41.1 | 573 | 952.3636 | 183.32 | 303.475 | 480.3611 | 158.999
[48 empty] | 7812 | 488.7368 | 195.75 | 325.05 | 350 | 41.1 | 573 | 952.3636 | 183.32 | 303.475 | 480.3611 | 158.999
[48 empty] | 7813 | 488.7368 | 195.75 | 325.05 | 350 | 41.1 | 573 | 952.3636 | 183.32 | 303.475 | 480.3611 | 158.999
[48 empty] | 7814 | 488.7368 | 195.75 | 325.05 | 350 | 41.1 | 573 | 952.3636 | 183.32 | 303.475 | 480.3611 | 158.999
[48 empty] | 7815 | 488.7368 | 195.75 | 325.05 | 350 | 41.1 | 573 | 952.3636 | 183.32 | 303.475 | 480.3611 | 158.999
[48 empty] | 7816 | 488.7368 | 195.75 | 325.05 | 350 | 41.1 | 573 | 952.3636 | 183.32 | 303.475 | 480.3611 | 158.999
[48 empty] | 7817 | 488.7368 | 195.75 | 325.05 | 350 | 41.1 | 573 | 952.3636 | 183.32 | 303.475 | 480.3611 | 158.999
[48 empty] | 7818 | 488.7368 | 195.75 | 325.05 | 350 | 41.1 | 573 | 952.3636 | 183.32 | 303.475 | 480.3611 | 158.999
[48 empty] | 7819 | 488.7368 | 195.75 | 325.05 | 350 | 41.1 | 573 | 952.3636 | 183.32 | 303.475 | 480.3611 | 158.999
[48 empty] | 7820 | 488.7368 | 195.75 | 325.05 | 350 | 41.1 | 573 | 952.3636 | 183.32 | 303.475 | 480.3611 | 158.999
[48 empty] | 7821 | 488.7368 | 195.75 | 325.05 | 350 | 41.1 | 573 | 952.3636 | 183.32 | 303.475 | 480.3611 | 158.999
[48 empty] | 7822 | 488.7368 | 195.75 | 325.05 | 350 | 41.1 | 573 | 952.3636 | 183.32 | 303.475 | 480.3611 | 158.999
[48 empty] | 7823 | 488.7368 | 195.75 | 325.05 | 350 | 41.1 | 573 | 952.3636 | 183.32 | 303.475 | 480.3611 | 158.999
[48 empty] | 7824 | 488.7368 | 195.75 | 325.05 | 350 | 41.1 | 573 | 952.3636 | 183.32 | 303.475 | 480.3611 | 158.999
[48 empty] | 7825 | 482.6316 | 191.8125 | 320.65 | 346.1429 | 39.9769 | 561.15 | 945.0909 | 180.2425 | 301.3234 | 455.4616 | 157.6104
[48 empty] | 7826 | 482.6316 | 191.8125 | 320.65 | 346.1429 | 39.9769 | 561.15 | 945.0909 | 180.2425 | 301.3234 | 455.4616 | 157.6104
[48 empty] | 7827 | 482.6316 | 191.8125 | 320.65 | 346.1429 | 39.9769 | 561.15 | 945.0909 | 180.2425 | 301.3234 | 455.4616 | 157.6104
[48 empty] | 7828 | 482.6316 | 191.8125 | 320.65 | 346.1429 | 39.9769 | 561.15 | 945.0909 | 180.2425 | 301.3234 | 455.4616 | 157.6104
[48 empty] | 7829 | 482.6316 | 191.8125 | 320.65 | 346.1429 | 39.9769 | 561.15 | 945.0909 | 180.2425 | 301.3234 | 455.4616 | 157.6104
[48 empty] | 7830 | 482.6316 | 191.8125 | 320.65 | 346.1429 | 39.9769 | 561.15 | 945.0909 | 180.2425 | 301.3234 | 455.4616 | 157.6104
[48 empty] | 7831 | 482.6316 | 191.8125 | 320.65 | 346.1429 | 39.9769 | 561.15 | 945.0909 | 180.2425 | 301.3234 | 455.4616 | 157.6104
[48 empty] | 7832 | 482.6316 | 191.8125 | 320.65 | 346.1429 | 39.9769 | 561.15 | 945.0909 | 180.2425 | 301.3234 | 455.4616 | 157.6104
[48 empty] | 7833 | 482.6316 | 191.8125 | 320.65 | 346.1429 | 39.9769 | 561.15 | 945.0909 | 180.2425 | 301.3234 | 455.4616 | 157.6104
[48 empty] | 7834 | 482.6316 | 191.8125 | 320.65 | 346.1429 | 39.9769 | 561.15 | 945.0909 | 180.2425 | 301.3234 | 455.4616 | 157.6104
[48 empty] | 7835 | 482.6316 | 191.8125 | 320.65 | 346.1429 | 39.9769 | 561.15 | 945.0909 | 180.2425 | 301.3234 | 455.4616 | 157.6104
[48 empty] | 7836 | 482.6316 | 191.8125 | 320.65 | 346.1429 | 39.9769 | 561.15 | 945.0909 | 180.2425 | 301.3234 | 455.4616 | 157.6104
[48 empty] | 7837 | 482.6316 | 191.8125 | 320.65 | 346.1429 | 39.9769 | 561.15 | 945.0909 | 180.2425 | 301.3234 | 455.4616 | 157.6104
[48 empty] | 7838 | 482.6316 | 191.8125 | 320.65 | 346.1429 | 39.9769 | 561.15 | 945.0909 | 180.2425 | 301.3234 | 455.4616 | 157.6104
[48 empty] | 7839 | 482.6316 | 191.8125 | 320.65 | 346.1429 | 39.9769 | 561.15 | 945.0909 | 180.2425 | 301.3234 | 455.4616 | 157.6104
[48 empty] | 7840 | 482.6316 | 191.8125 | 320.65 | 346.1429 | 39.9769 | 561.15 | 945.0909 | 180.2425 | 301.3234 | 455.4616 | 157.6104
[48 empty] | 7841 | 482.6316 | 191.8125 | 320.65 | 346.1429 | 39.9769 | 561.15 | 945.0909 | 180.2425 | 301.3234 | 455.4616 | 157.6104
[48 empty] | 7842 | 482.6316 | 191.8125 | 320.65 | 346.1429 | 39.9769 | 561.15 | 945.0909 | 180.2425 | 301.3234 | 455.4616 | 157.6104
[48 empty] | 7843 | 482.6316 | 191.8125 | 320.65 | 346.1429 | 39.9769 | 561.15 | 945.0909 | 180.2425 | 301.3234 | 455.4616 | 157.6104
[48 empty] | 7844 | 482.6316 | 191.8125 | 320.65 | 346.1429 | 39.9769 | 561.15 | 945.0909 | 180.2425 | 301.3234 | 455.4616 | 157.6104
[48 empty] | 7845 | 482.6316 | 191.8125 | 320.65 | 346.1429 | 39.9769 | 561.15 | 945.0909 | 180.2425 | 301.3234 | 455.4616 | 157.6104
[48 empty] | 7846 | 482.6316 | 191.8125 | 320.65 | 346.1429 | 39.9769 | 561.15 | 945.0909 | 180.2425 | 301.3234 | 455.4616 | 157.6104
[48 empty] | 7847 | 482.6316 | 191.8125 | 320.65 | 346.1429 | 39.9769 | 561.15 | 945.0909 | 180.2425 | 301.3234 | 455.4616 | 157.6104
[48 empty] | 7848 | 482.6316 | 191.8125 | 320.65 | 346.1429 | 39.9769 | 561.15 | 945.0909 | 180.2425 | 301.3234 | 455.4616 | 157.6104
[48 empty] | 7849 | 473.8947 | 189.0625 | 317.55 | 343.0476 | 38.8 | 553.3 | 938.4545 | 177.3525 | 298.0301 | 429.306 | 157.2402
[48 empty] | 7850 | 473.8947 | 189.0625 | 317.55 | 343.0476 | 38.8 | 553.3 | 938.4545 | 177.3525 | 298.0301 | 429.306 | 157.2402
[48 empty] | 7851 | 473.8947 | 189.0625 | 317.55 | 343.0476 | 38.8 | 553.3 | 938.4545 | 177.3525 | 298.0301 | 429.306 | 157.2402
[48 empty] | 7852 | 473.8947 | 189.0625 | 317.55 | 343.0476 | 38.8 | 553.3 | 938.4545 | 177.3525 | 298.0301 | 429.306 | 157.2402
[48 empty] | 7853 | 473.8947 | 189.0625 | 317.55 | 343.0476 | 38.8 | 553.3 | 938.4545 | 177.3525 | 298.0301 | 429.306 | 157.2402
[48 empty] | 7854 | 473.8947 | 189.0625 | 317.55 | 343.0476 | 38.8 | 553.3 | 938.4545 | 177.3525 | 298.0301 | 429.306 | 157.2402
[48 empty] | 7855 | 473.8947 | 189.0625 | 317.55 | 343.0476 | 38.8 | 553.3 | 938.4545 | 177.3525 | 298.0301 | 429.306 | 157.2402
[48 empty] | 7856 | 473.8947 | 189.0625 | 317.55 | 343.0476 | 38.8 | 553.3 | 938.4545 | 177.3525 | 298.0301 | 429.306 | 157.2402
[48 empty] | 7857 | 473.8947 | 189.0625 | 317.55 | 343.0476 | 38.8 | 553.3 | 938.4545 | 177.3525 | 298.0301 | 429.306 | 157.2402
[48 empty] | 7858 | 473.8947 | 189.0625 | 317.55 | 343.0476 | 38.8 | 553.3 | 938.4545 | 177.3525 | 298.0301 | 429.306 | 157.2402
[48 empty] | 7859 | 473.8947 | 189.0625 | 317.55 | 343.0476 | 38.8 | 553.3 | 938.4545 | 177.3525 | 298.0301 | 429.306 | 157.2402
[48 empty] | 7860 | 473.8947 | 189.0625 | 317.55 | 343.0476 | 38.8 | 553.3 | 938.4545 | 177.3525 | 298.0301 | 429.306 | 157.2402
[48 empty] | 7861 | 473.8947 | 189.0625 | 317.55 | 343.0476 | 38.8 | 553.3 | 938.4545 | 177.3525 | 298.0301 | 429.306 | 157.2402
[48 empty] | 7862 | 473.8947 | 189.0625 | 317.55 | 343.0476 | 38.8 | 553.3 | 938.4545 | 177.3525 | 298.0301 | 429.306 | 157.2402
[48 empty] | 7863 | 473.8947 | 189.0625 | 317.55 | 343.0476 | 38.8 | 553.3 | 938.4545 | 177.3525 | 298.0301 | 429.306 | 157.2402
[48 empty] | 7864 | 473.8947 | 189.0625 | 317.55 | 343.0476 | 38.8 | 553.3 | 938.4545 | 177.3525 | 298.0301 | 429.306 | 157.2402
[48 empty] | 7865 | 473.8947 | 189.0625 | 317.55 | 343.0476 | 38.8 | 553.3 | 938.4545 | 177.3525 | 298.0301 | 429.306 | 157.2402
[48 empty] | 7866 | 473.8947 | 189.0625 | 317.55 | 343.0476 | 38.8 | 553.3 | 938.4545 | 177.3525 | 298.0301 | 429.306 | 157.2402
[48 empty] | 7867 | 473.8947 | 189.0625 | 317.55 | 343.0476 | 38.8 | 553.3 | 938.4545 | 177.3525 | 298.0301 | 429.306 | 157.2402
[48 empty] | 7868 | 473.8947 | 189.0625 | 317.55 | 343.0476 | 38.8 | 553.3 | 938.4545 | 177.3525 | 298.0301 | 429.306 | 157.2402
[48 empty] | 7869 | 473.8947 | 189.0625 | 317.55 | 343.0476 | 38.8 | 553.3 | 938.4545 | 177.3525 | 298.0301 | 429.306 | 157.2402
[48 empty] | 7870 | 473.8947 | 189.0625 | 317.55 | 343.0476 | 38.8 | 553.3 | 938.4545 | 177.3525 | 298.0301 | 429.306 | 157.2402
[48 empty] | 7871 | 473.8947 | 189.0625 | 317.55 | 343.0476 | 38.8 | 553.3 | 938.4545 | 177.3525 | 298.0301 | 429.306 | 157.2402
[48 empty] | 7872 | 473.8947 | 189.0625 | 317.55 | 343.0476 | 38.8 | 553.3 | 938.4545 | 177.3525 | 298.0301 | 429.306 | 157.2402
[48 empty] | 7873 | 469.3684 | 186.8125 | 311 | 341 | 37.7077 | 549.1 | 931.8182 | 174.8013 | 295.3818 | 422.3847 | 158.5189
[48 empty] | 7874 | 469.3684 | 186.8125 | 311 | 341 | 37.7077 | 549.1 | 931.8182 | 174.8013 | 295.3818 | 422.3847 | 158.5189
[48 empty] | 7875 | 469.3684 | 186.8125 | 311 | 341 | 37.7077 | 549.1 | 931.8182 | 174.8013 | 295.3818 | 422.3847 | 158.5189
[48 empty] | 7876 | 469.3684 | 186.8125 | 311 | 341 | 37.7077 | 549.1 | 931.8182 | 174.8013 | 295.3818 | 422.3847 | 158.5189
[48 empty] | 7877 | 469.3684 | 186.8125 | 311 | 341 | 37.7077 | 549.1 | 931.8182 | 174.8013 | 295.3818 | 422.3847 | 158.5189
[48 empty] | 7878 | 469.3684 | 186.8125 | 311 | 341 | 37.7077 | 549.1 | 931.8182 | 174.8013 | 295.3818 | 422.3847 | 158.5189
[48 empty] | 7879 | 469.3684 | 186.8125 | 311 | 341 | 37.7077 | 549.1 | 931.8182 | 174.8013 | 295.3818 | 422.3847 | 158.5189
[48 empty] | 7880 | 469.3684 | 186.8125 | 311 | 341 | 37.7077 | 549.1 | 931.8182 | 174.8013 | 295.3818 | 422.3847 | 158.5189
[48 empty] | 7881 | 469.3684 | 186.8125 | 311 | 341 | 37.7077 | 549.1 | 931.8182 | 174.8013 | 295.3818 | 422.3847 | 158.5189
[48 empty] | 7882 | 469.3684 | 186.8125 | 311 | 341 | 37.7077 | 549.1 | 931.8182 | 174.8013 | 295.3818 | 422.3847 | 158.5189
[48 empty] | 7883 | 469.3684 | 186.8125 | 311 | 341 | 37.7077 | 549.1 | 931.8182 | 174.8013 | 295.3818 | 422.3847 | 158.5189
[48 empty] | 7884 | 469.3684 | 186.8125 | 311 | 341 | 37.7077 | 549.1 | 931.8182 | 174.8013 | 295.3818 | 422.3847 | 158.5189
[48 empty] | 7885 | 469.3684 | 186.8125 | 311 | 341 | 37.7077 | 549.1 | 931.8182 | 174.8013 | 295.3818 | 422.3847 | 158.5189
[48 empty] | 7886 | 469.3684 | 186.8125 | 311 | 341 | 37.7077 | 549.1 | 931.8182 | 174.8013 | 295.3818 | 422.3847 | 158.5189
[48 empty] | 7887 | 469.3684 | 186.8125 | 311 | 341 | 37.7077 | 549.1 | 931.8182 | 174.8013 | 295.3818 | 422.3847 | 158.5189
[48 empty] | 7888 | 469.3684 | 186.8125 | 311 | 341 | 37.7077 | 549.1 | 931.8182 | 174.8013 | 295.3818 | 422.3847 | 158.5189
[48 empty] | 7889 | 469.3684 | 186.8125 | 311 | 341 | 37.7077 | 549.1 | 931.8182 | 174.8013 | 295.3818 | 422.3847 | 158.5189
[48 empty] | 7890 | 469.3684 | 186.8125 | 311 | 341 | 37.7077 | 549.1 | 931.8182 | 174.8013 | 295.3818 | 422.3847 | 158.5189
[48 empty] | 7891 | 469.3684 | 186.8125 | 311 | 341 | 37.7077 | 549.1 | 931.8182 | 174.8013 | 295.3818 | 422.3847 | 158.5189
[48 empty] | 7892 | 469.3684 | 186.8125 | 311 | 341 | 37.7077 | 549.1 | 931.8182 | 174.8013 | 295.3818 | 422.3847 | 158.5189
[48 empty] | 7893 | 469.3684 | 186.8125 | 311 | 341 | 37.7077 | 549.1 | 931.8182 | 174.8013 | 295.3818 | 422.3847 | 158.5189
[48 empty] | 7894 | 469.3684 | 186.8125 | 311 | 341 | 37.7077 | 549.1 | 931.8182 | 174.8013 | 295.3818 | 422.3847 | 158.5189
[48 empty] | 7895 | 469.3684 | 186.8125 | 311 | 341 | 37.7077 | 549.1 | 931.8182 | 174.8013 | 295.3818 | 422.3847 | 158.5189
[48 empty] | 7896 | 469.3684 | 186.8125 | 311 | 341 | 37.7077 | 549.1 | 931.8182 | 174.8013 | 295.3818 | 422.3847 | 158.5189
[48 empty] | 7897 | 467.7 | 183.9375 | 307.25 | 338.0952 | 36.4692 | 538.8 | 928.8636 | 171.73 | 292.1861 | 429.068 | 160.1738
[48 empty] | 7898 | 467.7 | 183.9375 | 307.25 | 338.0952 | 36.4692 | 538.8 | 928.8636 | 171.73 | 292.1861 | 429.068 | 160.1738
[48 empty] | 7899 | 467.7 | 183.9375 | 307.25 | 338.0952 | 36.4692 | 538.8 | 928.8636 | 171.73 | 292.1861 | 429.068 | 160.1738
[48 empty] | 7900 | 467.7 | 183.9375 | 307.25 | 338.0952 | 36.4692 | 538.8 | 928.8636 | 171.73 | 292.1861 | 429.068 | 160.1738
[48 empty] | 7901 | 467.7 | 183.9375 | 307.25 | 338.0952 | 36.4692 | 538.8 | 928.8636 | 171.73 | 292.1861 | 429.068 | 160.1738
[48 empty] | 7902 | 467.7 | 183.9375 | 307.25 | 338.0952 | 36.4692 | 538.8 | 928.8636 | 171.73 | 292.1861 | 429.068 | 160.1738
[48 empty] | 7903 | 467.7 | 183.9375 | 307.25 | 338.0952 | 36.4692 | 538.8 | 928.8636 | 171.73 | 292.1861 | 429.068 | 160.1738
[48 empty] | 7904 | 467.7 | 183.9375 | 307.25 | 338.0952 | 36.4692 | 538.8 | 928.8636 | 171.73 | 292.1861 | 429.068 | 160.1738
[48 empty] | 7905 | 467.7 | 183.9375 | 307.25 | 338.0952 | 36.4692 | 538.8 | 928.8636 | 171.73 | 292.1861 | 429.068 | 160.1738
[48 empty] | 7906 | 467.7 | 183.9375 | 307.25 | 338.0952 | 36.4692 | 538.8 | 928.8636 | 171.73 | 292.1861 | 429.068 | 160.1738
[48 empty] | 7907 | 467.7 | 183.9375 | 307.25 | 338.0952 | 36.4692 | 538.8 | 928.8636 | 171.73 | 292.1861 | 429.068 | 160.1738
[48 empty] | 7908 | 467.7 | 183.9375 | 307.25 | 338.0952 | 36.4692 | 538.8 | 928.8636 | 171.73 | 292.1861 | 429.068 | 160.1738
[48 empty] | 7909 | 467.7 | 183.9375 | 307.25 | 338.0952 | 36.4692 | 538.8 | 928.8636 | 171.73 | 292.1861 | 429.068 | 160.1738
[48 empty] | 7910 | 467.7 | 183.9375 | 307.25 | 338.0952 | 36.4692 | 538.8 | 928.8636 | 171.73 | 292.1861 | 429.068 | 160.1738
[48 empty] | 7911 | 467.7 | 183.9375 | 307.25 | 338.0952 | 36.4692 | 538.8 | 928.8636 | 171.73 | 292.1861 | 429.068 | 160.1738
[48 empty] | 7912 | 467.7 | 183.9375 | 307.25 | 338.0952 | 36.4692 | 538.8 | 928.8636 | 171.73 | 292.1861 | 429.068 | 160.1738
[48 empty] | 7913 | 467.7 | 183.9375 | 307.25 | 338.0952 | 36.4692 | 538.8 | 928.8636 | 171.73 | 292.1861 | 429.068 | 160.1738
[48 empty] | 7914 | 467.7 | 183.9375 | 307.25 | 338.0952 | 36.4692 | 538.8 | 928.8636 | 171.73 | 292.1861 | 429.068 | 160.1738
[48 empty] | 7915 | 467.7 | 183.9375 | 307.25 | 338.0952 | 36.4692 | 538.8 | 928.8636 | 171.73 | 292.1861 | 429.068 | 160.1738
[48 empty] | 7916 | 467.7 | 183.9375 | 307.25 | 338.0952 | 36.4692 | 538.8 | 928.8636 | 171.73 | 292.1861 | 429.068 | 160.1738
[48 empty] | 7917 | 467.7 | 183.9375 | 307.25 | 338.0952 | 36.4692 | 538.8 | 928.8636 | 171.73 | 292.1861 | 429.068 | 160.1738
[48 empty] | 7918 | 467.7 | 183.9375 | 307.25 | 338.0952 | 36.4692 | 538.8 | 928.8636 | 171.73 | 292.1861 | 429.068 | 160.1738
[48 empty] | 7919 | 467.7 | 183.9375 | 307.25 | 338.0952 | 36.4692 | 538.8 | 928.8636 | 171.73 | 292.1861 | 429.068 | 160.1738
[48 empty] | 7920 | 467.7 | 183.9375 | 307.25 | 338.0952 | 36.4692 | 538.8 | 928.8636 | 171.73 | 292.1861 | 429.068 | 160.1738
[48 empty] | 7921 | 457.65 | 180.1875 | 302.9 | 335.7619 | 35.1538 | 533.1 | 925.4091 | 169.19 | 291.4769 | 422.9266 | 160.5464
[48 empty] | 7922 | 457.65 | 180.1875 | 302.9 | 335.7619 | 35.1538 | 533.1 | 925.4091 | 169.19 | 291.4769 | 422.9266 | 160.5464
[48 empty] | 7923 | 457.65 | 180.1875 | 302.9 | 335.7619 | 35.1538 | 533.1 | 925.4091 | 169.19 | 291.4769 | 422.9266 | 160.5464
[48 empty] | 7924 | 457.65 | 180.1875 | 302.9 | 335.7619 | 35.1538 | 533.1 | 925.4091 | 169.19 | 291.4769 | 422.9266 | 160.5464
[48 empty] | 7925 | 457.65 | 180.1875 | 302.9 | 335.7619 | 35.1538 | 533.1 | 925.4091 | 169.19 | 291.4769 | 422.9266 | 160.5464
[48 empty] | 7926 | 457.65 | 180.1875 | 302.9 | 335.7619 | 35.1538 | 533.1 | 925.4091 | 169.19 | 291.4769 | 422.9266 | 160.5464
[48 empty] | 7927 | 457.65 | 180.1875 | 302.9 | 335.7619 | 35.1538 | 533.1 | 925.4091 | 169.19 | 291.4769 | 422.9266 | 160.5464
[48 empty] | 7928 | 457.65 | 180.1875 | 302.9 | 335.7619 | 35.1538 | 533.1 | 925.4091 | 169.19 | 291.4769 | 422.9266 | 160.5464
[48 empty] | 7929 | 457.65 | 180.1875 | 302.9 | 335.7619 | 35.1538 | 533.1 | 925.4091 | 169.19 | 291.4769 | 422.9266 | 160.5464
[48 empty] | 7930 | 457.65 | 180.1875 | 302.9 | 335.7619 | 35.1538 | 533.1 | 925.4091 | 169.19 | 291.4769 | 422.9266 | 160.5464
[48 empty] | 7931 | 457.65 | 180.1875 | 302.9 | 335.7619 | 35.1538 | 533.1 | 925.4091 | 169.19 | 291.4769 | 422.9266 | 160.5464
[48 empty] | 7932 | 457.65 | 180.1875 | 302.9 | 335.7619 | 35.1538 | 533.1 | 925.4091 | 169.19 | 291.4769 | 422.9266 | 160.5464
[48 empty] | 7933 | 457.65 | 180.1875 | 302.9 | 335.7619 | 35.1538 | 533.1 | 925.4091 | 169.19 | 291.4769 | 422.9266 | 160.5464
[48 empty] | 7934 | 457.65 | 180.1875 | 302.9 | 335.7619 | 35.1538 | 533.1 | 925.4091 | 169.19 | 291.4769 | 422.9266 | 160.5464
[48 empty] | 7935 | 457.65 | 180.1875 | 302.9 | 335.7619 | 35.1538 | 533.1 | 925.4091 | 169.19 | 291.4769 | 422.9266 | 160.5464
[48 empty] | 7936 | 457.65 | 180.1875 | 302.9 | 335.7619 | 35.1538 | 533.1 | 925.4091 | 169.19 | 291.4769 | 422.9266 | 160.5464
[48 empty] | 7937 | 457.65 | 180.1875 | 302.9 | 335.7619 | 35.1538 | 533.1 | 925.4091 | 169.19 | 291.4769 | 422.9266 | 160.5464
[48 empty] | 7938 | 457.65 | 180.1875 | 302.9 | 335.7619 | 35.1538 | 533.1 | 925.4091 | 169.19 | 291.4769 | 422.9266 | 160.5464
[48 empty] | 7939 | 457.65 | 180.1875 | 302.9 | 335.7619 | 35.1538 | 533.1 | 925.4091 | 169.19 | 291.4769 | 422.9266 | 160.5464
[48 empty] | 7940 | 457.65 | 180.1875 | 302.9 | 335.7619 | 35.1538 | 533.1 | 925.4091 | 169.19 | 291.4769 | 422.9266 | 160.5464
[48 empty] | 7941 | 457.65 | 180.1875 | 302.9 | 335.7619 | 35.1538 | 533.1 | 925.4091 | 169.19 | 291.4769 | 422.9266 | 160.5464
[48 empty] | 7942 | 457.65 | 180.1875 | 302.9 | 335.7619 | 35.1538 | 533.1 | 925.4091 | 169.19 | 291.4769 | 422.9266 | 160.5464
[48 empty] | 7943 | 457.65 | 180.1875 | 302.9 | 335.7619 | 35.1538 | 533.1 | 925.4091 | 169.19 | 291.4769 | 422.9266 | 160.5464
[48 empty] | 7944 | 457.65 | 180.1875 | 302.9 | 335.7619 | 35.1538 | 533.1 | 925.4091 | 169.19 | 291.4769 | 422.9266 | 160.5464
[48 empty] | 7945 | 448.2 | 176.8125 | 300.1 | 335.619 | 34.0462 | 526.5 | 925.2273 | 166.7988 | 289.9555 | 412.5347 | 160.5843
[48 empty] | 7946 | 448.2 | 176.8125 | 300.1 | 335.619 | 34.0462 | 526.5 | 925.2273 | 166.7988 | 289.9555 | 412.5347 | 160.5843
[48 empty] | 7947 | 448.2 | 176.8125 | 300.1 | 335.619 | 34.0462 | 526.5 | 925.2273 | 166.7988 | 289.9555 | 412.5347 | 160.5843
[48 empty] | 7948 | 448.2 | 176.8125 | 300.1 | 335.619 | 34.0462 | 526.5 | 925.2273 | 166.7988 | 289.9555 | 412.5347 | 160.5843
[48 empty] | 7949 | 448.2 | 176.8125 | 300.1 | 335.619 | 34.0462 | 526.5 | 925.2273 | 166.7988 | 289.9555 | 412.5347 | 160.5843
[48 empty] | 7950 | 448.2 | 176.8125 | 300.1 | 335.619 | 34.0462 | 526.5 | 925.2273 | 166.7988 | 289.9555 | 412.5347 | 160.5843
[48 empty] | 7951 | 448.2 | 176.8125 | 300.1 | 335.619 | 34.0462 | 526.5 | 925.2273 | 166.7988 | 289.9555 | 412.5347 | 160.5843
[48 empty] | 7952 | 448.2 | 176.8125 | 300.1 | 335.619 | 34.0462 | 526.5 | 925.2273 | 166.7988 | 289.9555 | 412.5347 | 160.5843
[48 empty] | 7953 | 448.2 | 176.8125 | 300.1 | 335.619 | 34.0462 | 526.5 | 925.2273 | 166.7988 | 289.9555 | 412.5347 | 160.5843
[48 empty] | 7954 | 448.2 | 176.8125 | 300.1 | 335.619 | 34.0462 | 526.5 | 925.2273 | 166.7988 | 289.9555 | 412.5347 | 160.5843
[48 empty] | 7955 | 448.2 | 176.8125 | 300.1 | 335.619 | 34.0462 | 526.5 | 925.2273 | 166.7988 | 289.9555 | 412.5347 | 160.5843
[48 empty] | 7956 | 448.2 | 176.8125 | 300.1 | 335.619 | 34.0462 | 526.5 | 925.2273 | 166.7988 | 289.9555 | 412.5347 | 160.5843
[48 empty] | 7957 | 448.2 | 176.8125 | 300.1 | 335.619 | 34.0462 | 526.5 | 925.2273 | 166.7988 | 289.9555 | 412.5347 | 160.5843
[48 empty] | 7958 | 448.2 | 176.8125 | 300.1 | 335.619 | 34.0462 | 526.5 | 925.2273 | 166.7988 | 289.9555 | 412.5347 | 160.5843
[48 empty] | 7959 | 448.2 | 176.8125 | 300.1 | 335.619 | 34.0462 | 526.5 | 925.2273 | 166.7988 | 289.9555 | 412.5347 | 160.5843
[48 empty] | 7960 | 448.2 | 176.8125 | 300.1 | 335.619 | 34.0462 | 526.5 | 925.2273 | 166.7988 | 289.9555 | 412.5347 | 160.5843
[48 empty] | 7961 | 448.2 | 176.8125 | 300.1 | 335.619 | 34.0462 | 526.5 | 925.2273 | 166.7988 | 289.9555 | 412.5347 | 160.5843
[48 empty] | 7962 | 448.2 | 176.8125 | 300.1 | 335.619 | 34.0462 | 526.5 | 925.2273 | 166.7988 | 289.9555 | 412.5347 | 160.5843
[48 empty] | 7963 | 448.2 | 176.8125 | 300.1 | 335.619 | 34.0462 | 526.5 | 925.2273 | 166.7988 | 289.9555 | 412.5347 | 160.5843
[48 empty] | 7964 | 448.2 | 176.8125 | 300.1 | 335.619 | 34.0462 | 526.5 | 925.2273 | 166.7988 | 289.9555 | 412.5347 | 160.5843
[48 empty] | 7965 | 448.2 | 176.8125 | 300.1 | 335.619 | 34.0462 | 526.5 | 925.2273 | 166.7988 | 289.9555 | 412.5347 | 160.5843
[48 empty] | 7966 | 448.2 | 176.8125 | 300.1 | 335.619 | 34.0462 | 526.5 | 925.2273 | 166.7988 | 289.9555 | 412.5347 | 160.5843
[48 empty] | 7967 | 448.2 | 176.8125 | 300.1 | 335.619 | 34.0462 | 526.5 | 925.2273 | 166.7988 | 289.9555 | 412.5347 | 160.5843
[48 empty] | 7968 | 448.2 | 176.8125 | 300.1 | 335.619 | 34.0462 | 526.5 | 925.2273 | 166.7988 | 289.9555 | 412.5347 | 160.5843
[48 empty] | 7969 | 436.9 | 174.1875 | 296.65 | 331.5238 | 33.0692 | 522.8 | 921.1364 | 164.5275 | 287.2222 | 424.4789 | 159.2807
[48 empty] | 7970 | 436.9 | 174.1875 | 296.65 | 331.5238 | 33.0692 | 522.8 | 921.1364 | 164.5275 | 287.2222 | 424.4789 | 159.2807
[48 empty] | 7971 | 436.9 | 174.1875 | 296.65 | 331.5238 | 33.0692 | 522.8 | 921.1364 | 164.5275 | 287.2222 | 424.4789 | 159.2807
[48 empty] | 7972 | 436.9 | 174.1875 | 296.65 | 331.5238 | 33.0692 | 522.8 | 921.1364 | 164.5275 | 287.2222 | 424.4789 | 159.2807
[48 empty] | 7973 | 436.9 | 174.1875 | 296.65 | 331.5238 | 33.0692 | 522.8 | 921.1364 | 164.5275 | 287.2222 | 424.4789 | 159.2807
[48 empty] | 7974 | 436.9 | 174.1875 | 296.65 | 331.5238 | 33.0692 | 522.8 | 921.1364 | 164.5275 | 287.2222 | 424.4789 | 159.2807
[48 empty] | 7975 | 436.9 | 174.1875 | 296.65 | 331.5238 | 33.0692 | 522.8 | 921.1364 | 164.5275 | 287.2222 | 424.4789 | 159.2807
[48 empty] | 7976 | 436.9 | 174.1875 | 296.65 | 331.5238 | 33.0692 | 522.8 | 921.1364 | 164.5275 | 287.2222 | 424.4789 | 159.2807
[48 empty] | 7977 | 436.9 | 174.1875 | 296.65 | 331.5238 | 33.0692 | 522.8 | 921.1364 | 164.5275 | 287.2222 | 424.4789 | 159.2807
[48 empty] | 7978 | 436.9 | 174.1875 | 296.65 | 331.5238 | 33.0692 | 522.8 | 921.1364 | 164.5275 | 287.2222 | 424.4789 | 159.2807
[48 empty] | 7979 | 436.9 | 174.1875 | 296.65 | 331.5238 | 33.0692 | 522.8 | 921.1364 | 164.5275 | 287.2222 | 424.4789 | 159.2807
[48 empty] | 7980 | 436.9 | 174.1875 | 296.65 | 331.5238 | 33.0692 | 522.8 | 921.1364 | 164.5275 | 287.2222 | 424.4789 | 159.2807
[48 empty] | 7981 | 436.9 | 174.1875 | 296.65 | 331.5238 | 33.0692 | 522.8 | 921.1364 | 164.5275 | 287.2222 | 424.4789 | 159.2807
[48 empty] | 7982 | 436.9 | 174.1875 | 296.65 | 331.5238 | 33.0692 | 522.8 | 921.1364 | 164.5275 | 287.2222 | 424.4789 | 159.2807
[48 empty] | 7983 | 436.9 | 174.1875 | 296.65 | 331.5238 | 33.0692 | 522.8 | 921.1364 | 164.5275 | 287.2222 | 424.4789 | 159.2807
[48 empty] | 7984 | 436.9 | 174.1875 | 296.65 | 331.5238 | 33.0692 | 522.8 | 921.1364 | 164.5275 | 287.2222 | 424.4789 | 159.2807
[48 empty] | 7985 | 436.9 | 174.1875 | 296.65 | 331.5238 | 33.0692 | 522.8 | 921.1364 | 164.5275 | 287.2222 | 424.4789 | 159.2807
[48 empty] | 7986 | 436.9 | 174.1875 | 296.65 | 331.5238 | 33.0692 | 522.8 | 921.1364 | 164.5275 | 287.2222 | 424.4789 | 159.2807
[48 empty] | 7987 | 436.9 | 174.1875 | 296.65 | 331.5238 | 33.0692 | 522.8 | 921.1364 | 164.5275 | 287.2222 | 424.4789 | 159.2807
[48 empty] | 7988 | 436.9 | 174.1875 | 296.65 | 331.5238 | 33.0692 | 522.8 | 921.1364 | 164.5275 | 287.2222 | 424.4789 | 159.2807
[48 empty] | 7989 | 436.9 | 174.1875 | 296.65 | 331.5238 | 33.0692 | 522.8 | 921.1364 | 164.5275 | 287.2222 | 424.4789 | 159.2807
[48 empty] | 7990 | 436.9 | 174.1875 | 296.65 | 331.5238 | 33.0692 | 522.8 | 921.1364 | 164.5275 | 287.2222 | 424.4789 | 159.2807
[48 empty] | 7991 | 436.9 | 174.1875 | 296.65 | 331.5238 | 33.0692 | 522.8 | 921.1364 | 164.5275 | 287.2222 | 424.4789 | 159.2807
[48 empty] | 7992 | 436.9 | 174.1875 | 296.65 | 331.5238 | 33.0692 | 522.8 | 921.1364 | 164.5275 | 287.2222 | 424.4789 | 159.2807
[48 empty] | 7993 | 424.8 | 171.3125 | 293.35 | 326.4762 | 31.9846 | 519.6 | 917.2273 | 161.9712 | 287.217 | 426.6817 | 157.7268
[48 empty] | 7994 | 424.8 | 171.3125 | 293.35 | 326.4762 | 31.9846 | 519.6 | 917.2273 | 161.9712 | 287.217 | 426.6817 | 157.7268
[48 empty] | 7995 | 424.8 | 171.3125 | 293.35 | 326.4762 | 31.9846 | 519.6 | 917.2273 | 161.9712 | 287.217 | 426.6817 | 157.7268
[48 empty] | 7996 | 424.8 | 171.3125 | 293.35 | 326.4762 | 31.9846 | 519.6 | 917.2273 | 161.9712 | 287.217 | 426.6817 | 157.7268
[48 empty] | 7997 | 424.8 | 171.3125 | 293.35 | 326.4762 | 31.9846 | 519.6 | 917.2273 | 161.9712 | 287.217 | 426.6817 | 157.7268
[48 empty] | 7998 | 424.8 | 171.3125 | 293.35 | 326.4762 | 31.9846 | 519.6 | 917.2273 | 161.9712 | 287.217 | 426.6817 | 157.7268
[48 empty] | 7999 | 424.8 | 171.3125 | 293.35 | 326.4762 | 31.9846 | 519.6 | 917.2273 | 161.9712 | 287.217 | 426.6817 | 157.7268
[48 empty] | 8000 | 424.8 | 171.3125 | 293.35 | 326.4762 | 31.9846 | 519.6 | 917.2273 | 161.9712 | 287.217 | 426.6817 | 157.7268
[48 empty] | 8001 | 424.8 | 171.3125 | 293.35 | 326.4762 | 31.9846 | 519.6 | 917.2273 | 161.9712 | 287.217 | 426.6817 | 157.7268
[48 empty] | 8002 | 424.8 | 171.3125 | 293.35 | 326.4762 | 31.9846 | 519.6 | 917.2273 | 161.9712 | 287.217 | 426.6817 | 157.7268
[48 empty] | 8003 | 424.8 | 171.3125 | 293.35 | 326.4762 | 31.9846 | 519.6 | 917.2273 | 161.9712 | 287.217 | 426.6817 | 157.7268
[48 empty] | 8004 | 424.8 | 171.3125 | 293.35 | 326.4762 | 31.9846 | 519.6 | 917.2273 | 161.9712 | 287.217 | 426.6817 | 157.7268
[48 empty] | 8005 | 424.8 | 171.3125 | 293.35 | 326.4762 | 31.9846 | 519.6 | 917.2273 | 161.9712 | 287.217 | 426.6817 | 157.7268
[48 empty] | 8006 | 424.8 | 171.3125 | 293.35 | 326.4762 | 31.9846 | 519.6 | 917.2273 | 161.9712 | 287.217 | 426.6817 | 157.7268
[48 empty] | 8007 | 424.8 | 171.3125 | 293.35 | 326.4762 | 31.9846 | 519.6 | 917.2273 | 161.9712 | 287.217 | 426.6817 | 157.7268
[48 empty] | 8008 | 424.8 | 171.3125 | 293.35 | 326.4762 | 31.9846 | 519.6 | 917.2273 | 161.9712 | 287.217 | 426.6817 | 157.7268
[48 empty] | 8009 | 424.8 | 171.3125 | 293.35 | 326.4762 | 31.9846 | 519.6 | 917.2273 | 161.9712 | 287.217 | 426.6817 | 157.7268
[48 empty] | 8010 | 424.8 | 171.3125 | 293.35 | 326.4762 | 31.9846 | 519.6 | 917.2273 | 161.9712 | 287.217 | 426.6817 | 157.7268
[48 empty] | 8011 | 424.8 | 171.3125 | 293.35 | 326.4762 | 31.9846 | 519.6 | 917.2273 | 161.9712 | 287.217 | 426.6817 | 157.7268
[48 empty] | 8012 | 424.8 | 171.3125 | 293.35 | 326.4762 | 31.9846 | 519.6 | 917.2273 | 161.9712 | 287.217 | 426.6817 | 157.7268
[48 empty] | 8013 | 424.8 | 171.3125 | 293.35 | 326.4762 | 31.9846 | 519.6 | 917.2273 | 161.9712 | 287.217 | 426.6817 | 157.7268
[48 empty] | 8014 | 424.8 | 171.3125 | 293.35 | 326.4762 | 31.9846 | 519.6 | 917.2273 | 161.9712 | 287.217 | 426.6817 | 157.7268
[48 empty] | 8015 | 424.8 | 171.3125 | 293.35 | 326.4762 | 31.9846 | 519.6 | 917.2273 | 161.9712 | 287.217 | 426.6817 | 157.7268
[48 empty] | 8016 | 424.8 | 171.3125 | 293.35 | 326.4762 | 31.9846 | 519.6 | 917.2273 | 161.9712 | 287.217 | 426.6817 | 157.7268
[48 empty] | 8017 | 411.35 | 168.0188 | 290.45 | 324.7619 | 31.0154 | 516.65 | 911.9091 | 159.4175 | 287.9865 | 425.388 | 157.8784
[48 empty] | 8018 | 411.35 | 168.0188 | 290.45 | 324.7619 | 31.0154 | 516.65 | 911.9091 | 159.4175 | 287.9865 | 425.388 | 157.8784
[48 empty] | 8019 | 411.35 | 168.0188 | 290.45 | 324.7619 | 31.0154 | 516.65 | 911.9091 | 159.4175 | 287.9865 | 425.388 | 157.8784
[48 empty] | 8020 | 411.35 | 168.0188 | 290.45 | 324.7619 | 31.0154 | 516.65 | 911.9091 | 159.4175 | 287.9865 | 425.388 | 157.8784
[48 empty] | 8021 | 411.35 | 168.0188 | 290.45 | 324.7619 | 31.0154 | 516.65 | 911.9091 | 159.4175 | 287.9865 | 425.388 | 157.8784
[48 empty] | 8022 | 411.35 | 168.0188 | 290.45 | 324.7619 | 31.0154 | 516.65 | 911.9091 | 159.4175 | 287.9865 | 425.388 | 157.8784
[48 empty] | 8023 | 411.35 | 168.0188 | 290.45 | 324.7619 | 31.0154 | 516.65 | 911.9091 | 159.4175 | 287.9865 | 425.388 | 157.8784
[48 empty] | 8024 | 411.35 | 168.0188 | 290.45 | 324.7619 | 31.0154 | 516.65 | 911.9091 | 159.4175 | 287.9865 | 425.388 | 157.8784
[48 empty] | 8025 | 411.35 | 168.0188 | 290.45 | 324.7619 | 31.0154 | 516.65 | 911.9091 | 159.4175 | 287.9865 | 425.388 | 157.8784
[48 empty] | 8026 | 411.35 | 168.0188 | 290.45 | 324.7619 | 31.0154 | 516.65 | 911.9091 | 159.4175 | 287.9865 | 425.388 | 157.8784
[48 empty] | 8027 | 411.35 | 168.0188 | 290.45 | 324.7619 | 31.0154 | 516.65 | 911.9091 | 159.4175 | 287.9865 | 425.388 | 157.8784
[48 empty] | 8028 | 411.35 | 168.0188 | 290.45 | 324.7619 | 31.0154 | 516.65 | 911.9091 | 159.4175 | 287.9865 | 425.388 | 157.8784
[48 empty] | 8029 | 411.35 | 168.0188 | 290.45 | 324.7619 | 31.0154 | 516.65 | 911.9091 | 159.4175 | 287.9865 | 425.388 | 157.8784
[48 empty] | 8030 | 411.35 | 168.0188 | 290.45 | 324.7619 | 31.0154 | 516.65 | 911.9091 | 159.4175 | 287.9865 | 425.388 | 157.8784
[48 empty] | 8031 | 411.35 | 168.0188 | 290.45 | 324.7619 | 31.0154 | 516.65 | 911.9091 | 159.4175 | 287.9865 | 425.388 | 157.8784
[48 empty] | 8032 | 411.35 | 168.0188 | 290.45 | 324.7619 | 31.0154 | 516.65 | 911.9091 | 159.4175 | 287.9865 | 425.388 | 157.8784
[48 empty] | 8033 | 411.35 | 168.0188 | 290.45 | 324.7619 | 31.0154 | 516.65 | 911.9091 | 159.4175 | 287.9865 | 425.388 | 157.8784
[48 empty] | 8034 | 411.35 | 168.0188 | 290.45 | 324.7619 | 31.0154 | 516.65 | 911.9091 | 159.4175 | 287.9865 | 425.388 | 157.8784
[48 empty] | 8035 | 411.35 | 168.0188 | 290.45 | 324.7619 | 31.0154 | 516.65 | 911.9091 | 159.4175 | 287.9865 | 425.388 | 157.8784
[48 empty] | 8036 | 411.35 | 168.0188 | 290.45 | 324.7619 | 31.0154 | 516.65 | 911.9091 | 159.4175 | 287.9865 | 425.388 | 157.8784
[48 empty] | 8037 | 411.35 | 168.0188 | 290.45 | 324.7619 | 31.0154 | 516.65 | 911.9091 | 159.4175 | 287.9865 | 425.388 | 157.8784
[48 empty] | 8038 | 411.35 | 168.0188 | 290.45 | 324.7619 | 31.0154 | 516.65 | 911.9091 | 159.4175 | 287.9865 | 425.388 | 157.8784
[48 empty] | 8039 | 411.35 | 168.0188 | 290.45 | 324.7619 | 31.0154 | 516.65 | 911.9091 | 159.4175 | 287.9865 | 425.388 | 157.8784
[48 empty] | 8040 | 411.35 | 168.0188 | 290.45 | 324.7619 | 31.0154 | 516.65 | 911.9091 | 159.4175 | 287.9865 | 425.388 | 157.8784
[48 empty] | 8041 | 400.5 | 164.425 | 286.7 | 321.6667 | 29.7923 | 509.3 | 906.3182 | 157.1712 | 278.0214 | 414.3516 | 158.0551
[48 empty] | 8042 | 400.5 | 164.425 | 286.7 | 321.6667 | 29.7923 | 509.3 | 906.3182 | 157.1712 | 278.0214 | 414.3516 | 158.0551
[48 empty] | 8043 | 400.5 | 164.425 | 286.7 | 321.6667 | 29.7923 | 509.3 | 906.3182 | 157.1712 | 278.0214 | 414.3516 | 158.0551
[48 empty] | 8044 | 400.5 | 164.425 | 286.7 | 321.6667 | 29.7923 | 509.3 | 906.3182 | 157.1712 | 278.0214 | 414.3516 | 158.0551
[48 empty] | 8045 | 400.5 | 164.425 | 286.7 | 321.6667 | 29.7923 | 509.3 | 906.3182 | 157.1712 | 278.0214 | 414.3516 | 158.0551
[48 empty] | 8046 | 400.5 | 164.425 | 286.7 | 321.6667 | 29.7923 | 509.3 | 906.3182 | 157.1712 | 278.0214 | 414.3516 | 158.0551
[48 empty] | 8047 | 400.5 | 164.425 | 286.7 | 321.6667 | 29.7923 | 509.3 | 906.3182 | 157.1712 | 278.0214 | 414.3516 | 158.0551
[48 empty] | 8048 | 400.5 | 164.425 | 286.7 | 321.6667 | 29.7923 | 509.3 | 906.3182 | 157.1712 | 278.0214 | 414.3516 | 158.0551
[48 empty] | 8049 | 400.5 | 164.425 | 286.7 | 321.6667 | 29.7923 | 509.3 | 906.3182 | 157.1712 | 278.0214 | 414.3516 | 158.0551
[48 empty] | 8050 | 400.5 | 164.425 | 286.7 | 321.6667 | 29.7923 | 509.3 | 906.3182 | 157.1712 | 278.0214 | 414.3516 | 158.0551
[48 empty] | 8051 | 400.5 | 164.425 | 286.7 | 321.6667 | 29.7923 | 509.3 | 906.3182 | 157.1712 | 278.0214 | 414.3516 | 158.0551
[48 empty] | 8052 | 400.5 | 164.425 | 286.7 | 321.6667 | 29.7923 | 509.3 | 906.3182 | 157.1712 | 278.0214 | 414.3516 | 158.0551
[48 empty] | 8053 | 400.5 | 164.425 | 286.7 | 321.6667 | 29.7923 | 509.3 | 906.3182 | 157.1712 | 278.0214 | 414.3516 | 158.0551
[48 empty] | 8054 | 400.5 | 164.425 | 286.7 | 321.6667 | 29.7923 | 509.3 | 906.3182 | 157.1712 | 278.0214 | 414.3516 | 158.0551
[48 empty] | 8055 | 400.5 | 164.425 | 286.7 | 321.6667 | 29.7923 | 509.3 | 906.3182 | 157.1712 | 278.0214 | 414.3516 | 158.0551
[48 empty] | 8056 | 400.5 | 164.425 | 286.7 | 321.6667 | 29.7923 | 509.3 | 906.3182 | 157.1712 | 278.0214 | 414.3516 | 158.0551
[48 empty] | 8057 | 400.5 | 164.425 | 286.7 | 321.6667 | 29.7923 | 509.3 | 906.3182 | 157.1712 | 278.0214 | 414.3516 | 158.0551
[48 empty] | 8058 | 400.5 | 164.425 | 286.7 | 321.6667 | 29.7923 | 509.3 | 906.3182 | 157.1712 | 278.0214 | 414.3516 | 158.0551
[48 empty] | 8059 | 400.5 | 164.425 | 286.7 | 321.6667 | 29.7923 | 509.3 | 906.3182 | 157.1712 | 278.0214 | 414.3516 | 158.0551
[48 empty] | 8060 | 400.5 | 164.425 | 286.7 | 321.6667 | 29.7923 | 509.3 | 906.3182 | 157.1712 | 278.0214 | 414.3516 | 158.0551
[48 empty] | 8061 | 400.5 | 164.425 | 286.7 | 321.6667 | 29.7923 | 509.3 | 906.3182 | 157.1712 | 278.0214 | 414.3516 | 158.0551
[48 empty] | 8062 | 400.5 | 164.425 | 286.7 | 321.6667 | 29.7923 | 509.3 | 906.3182 | 157.1712 | 278.0214 | 414.3516 | 158.0551
[48 empty] | 8063 | 400.5 | 164.425 | 286.7 | 321.6667 | 29.7923 | 509.3 | 906.3182 | 157.1712 | 278.0214 | 414.3516 | 158.0551
[48 empty] | 8064 | 400.5 | 164.425 | 286.7 | 321.6667 | 29.7923 | 509.3 | 906.3182 | 157.1712 | 278.0214 | 414.3516 | 158.0551
[48 empty] | 8065 | 390.8 | 161.2937 | 283.75 | 315.8571 | 29.0538 | 502.1 | 903.0455 | 154.5625 | 273.1825 | 437.5728 | 158.8206
[48 empty] | 8066 | 390.8 | 161.2937 | 283.75 | 315.8571 | 29.0538 | 502.1 | 903.0455 | 154.5625 | 273.1825 | 437.5728 | 158.8206
[48 empty] | 8067 | 390.8 | 161.2937 | 283.75 | 315.8571 | 29.0538 | 502.1 | 903.0455 | 154.5625 | 273.1825 | 437.5728 | 158.8206
[48 empty] | 8068 | 390.8 | 161.2937 | 283.75 | 315.8571 | 29.0538 | 502.1 | 903.0455 | 154.5625 | 273.1825 | 437.5728 | 158.8206
[48 empty] | 8069 | 390.8 | 161.2937 | 283.75 | 315.8571 | 29.0538 | 502.1 | 903.0455 | 154.5625 | 273.1825 | 437.5728 | 158.8206
[48 empty] | 8070 | 390.8 | 161.2937 | 283.75 | 315.8571 | 29.0538 | 502.1 | 903.0455 | 154.5625 | 273.1825 | 437.5728 | 158.8206
[48 empty] | 8071 | 390.8 | 161.2937 | 283.75 | 315.8571 | 29.0538 | 502.1 | 903.0455 | 154.5625 | 273.1825 | 437.5728 | 158.8206
[48 empty] | 8072 | 390.8 | 161.2937 | 283.75 | 315.8571 | 29.0538 | 502.1 | 903.0455 | 154.5625 | 273.1825 | 437.5728 | 158.8206
[48 empty] | 8073 | 390.8 | 161.2937 | 283.75 | 315.8571 | 29.0538 | 502.1 | 903.0455 | 154.5625 | 273.1825 | 437.5728 | 158.8206
[48 empty] | 8074 | 390.8 | 161.2937 | 283.75 | 315.8571 | 29.0538 | 502.1 | 903.0455 | 154.5625 | 273.1825 | 437.5728 | 158.8206
[48 empty] | 8075 | 390.8 | 161.2937 | 283.75 | 315.8571 | 29.0538 | 502.1 | 903.0455 | 154.5625 | 273.1825 | 437.5728 | 158.8206
[48 empty] | 8076 | 390.8 | 161.2937 | 283.75 | 315.8571 | 29.0538 | 502.1 | 903.0455 | 154.5625 | 273.1825 | 437.5728 | 158.8206
[48 empty] | 8077 | 390.8 | 161.2937 | 283.75 | 315.8571 | 29.0538 | 502.1 | 903.0455 | 154.5625 | 273.1825 | 437.5728 | 158.8206
[48 empty] | 8078 | 390.8 | 161.2937 | 283.75 | 315.8571 | 29.0538 | 502.1 | 903.0455 | 154.5625 | 273.1825 | 437.5728 | 158.8206
[48 empty] | 8079 | 390.8 | 161.2937 | 283.75 | 315.8571 | 29.0538 | 502.1 | 903.0455 | 154.5625 | 273.1825 | 437.5728 | 158.8206
[48 empty] | 8080 | 390.8 | 161.2937 | 283.75 | 315.8571 | 29.0538 | 502.1 | 903.0455 | 154.5625 | 273.1825 | 437.5728 | 158.8206
[48 empty] | 8081 | 390.8 | 161.2937 | 283.75 | 315.8571 | 29.0538 | 502.1 | 903.0455 | 154.5625 | 273.1825 | 437.5728 | 158.8206
[48 empty] | 8082 | 390.8 | 161.2937 | 283.75 | 315.8571 | 29.0538 | 502.1 | 903.0455 | 154.5625 | 273.1825 | 437.5728 | 158.8206
[48 empty] | 8083 | 390.8 | 161.2937 | 283.75 | 315.8571 | 29.0538 | 502.1 | 903.0455 | 154.5625 | 273.1825 | 437.5728 | 158.8206
[48 empty] | 8084 | 390.8 | 161.2937 | 283.75 | 315.8571 | 29.0538 | 502.1 | 903.0455 | 154.5625 | 273.1825 | 437.5728 | 158.8206
[48 empty] | 8085 | 390.8 | 161.2937 | 283.75 | 315.8571 | 29.0538 | 502.1 | 903.0455 | 154.5625 | 273.1825 | 437.5728 | 158.8206
[48 empty] | 8086 | 390.8 | 161.2937 | 283.75 | 315.8571 | 29.0538 | 502.1 | 903.0455 | 154.5625 | 273.1825 | 437.5728 | 158.8206
[48 empty] | 8087 | 390.8 | 161.2937 | 283.75 | 315.8571 | 29.0538 | 502.1 | 903.0455 | 154.5625 | 273.1825 | 437.5728 | 158.8206
[48 empty] | 8088 | 390.8 | 161.2937 | 283.75 | 315.8571 | 29.0538 | 502.1 | 903.0455 | 154.5625 | 273.1825 | 437.5728 | 158.8206
[48 empty] | 8089 | 383.65 | 158.975 | 280.15 | 312.5714 | 28.2462 | 494.4 | 897.9545 | 152.3938 | 274.6605 | 438.67 | 159.6708
[48 empty] | 8090 | 383.65 | 158.975 | 280.15 | 312.5714 | 28.2462 | 494.4 | 897.9545 | 152.3938 | 274.6605 | 438.67 | 159.6708
[48 empty] | 8091 | 383.65 | 158.975 | 280.15 | 312.5714 | 28.2462 | 494.4 | 897.9545 | 152.3938 | 274.6605 | 438.67 | 159.6708
[48 empty] | 8092 | 383.65 | 158.975 | 280.15 | 312.5714 | 28.2462 | 494.4 | 897.9545 | 152.3938 | 274.6605 | 438.67 | 159.6708
[48 empty] | 8093 | 383.65 | 158.975 | 280.15 | 312.5714 | 28.2462 | 494.4 | 897.9545 | 152.3938 | 274.6605 | 438.67 | 159.6708
[48 empty] | 8094 | 383.65 | 158.975 | 280.15 | 312.5714 | 28.2462 | 494.4 | 897.9545 | 152.3938 | 274.6605 | 438.67 | 159.6708
[48 empty] | 8095 | 383.65 | 158.975 | 280.15 | 312.5714 | 28.2462 | 494.4 | 897.9545 | 152.3938 | 274.6605 | 438.67 | 159.6708
[48 empty] | 8096 | 383.65 | 158.975 | 280.15 | 312.5714 | 28.2462 | 494.4 | 897.9545 | 152.3938 | 274.6605 | 438.67 | 159.6708
[48 empty] | 8097 | 383.65 | 158.975 | 280.15 | 312.5714 | 28.2462 | 494.4 | 897.9545 | 152.3938 | 274.6605 | 438.67 | 159.6708
[48 empty] | 8098 | 383.65 | 158.975 | 280.15 | 312.5714 | 28.2462 | 494.4 | 897.9545 | 152.3938 | 274.6605 | 438.67 | 159.6708
[48 empty] | 8099 | 383.65 | 158.975 | 280.15 | 312.5714 | 28.2462 | 494.4 | 897.9545 | 152.3938 | 274.6605 | 438.67 | 159.6708
[48 empty] | 8100 | 383.65 | 158.975 | 280.15 | 312.5714 | 28.2462 | 494.4 | 897.9545 | 152.3938 | 274.6605 | 438.67 | 159.6708
[48 empty] | 8101 | 383.65 | 158.975 | 280.15 | 312.5714 | 28.2462 | 494.4 | 897.9545 | 152.3938 | 274.6605 | 438.67 | 159.6708
[48 empty] | 8102 | 383.65 | 158.975 | 280.15 | 312.5714 | 28.2462 | 494.4 | 897.9545 | 152.3938 | 274.6605 | 438.67 | 159.6708
[48 empty] | 8103 | 383.65 | 158.975 | 280.15 | 312.5714 | 28.2462 | 494.4 | 897.9545 | 152.3938 | 274.6605 | 438.67 | 159.6708
[48 empty] | 8104 | 383.65 | 158.975 | 280.15 | 312.5714 | 28.2462 | 494.4 | 897.9545 | 152.3938 | 274.6605 | 438.67 | 159.6708
[48 empty] | 8105 | 383.65 | 158.975 | 280.15 | 312.5714 | 28.2462 | 494.4 | 897.9545 | 152.3938 | 274.6605 | 438.67 | 159.6708
[48 empty] | 8106 | 383.65 | 158.975 | 280.15 | 312.5714 | 28.2462 | 494.4 | 897.9545 | 152.3938 | 274.6605 | 438.67 | 159.6708
[48 empty] | 8107 | 383.65 | 158.975 | 280.15 | 312.5714 | 28.2462 | 494.4 | 897.9545 | 152.3938 | 274.6605 | 438.67 | 159.6708
[48 empty] | 8108 | 383.65 | 158.975 | 280.15 | 312.5714 | 28.2462 | 494.4 | 897.9545 | 152.3938 | 274.6605 | 438.67 | 159.6708
[48 empty] | 8109 | 383.65 | 158.975 | 280.15 | 312.5714 | 28.2462 | 494.4 | 897.9545 | 152.3938 | 274.6605 | 438.67 | 159.6708
[48 empty] | 8110 | 383.65 | 158.975 | 280.15 | 312.5714 | 28.2462 | 494.4 | 897.9545 | 152.3938 | 274.6605 | 438.67 | 159.6708
[48 empty] | 8111 | 383.65 | 158.975 | 280.15 | 312.5714 | 28.2462 | 494.4 | 897.9545 | 152.3938 | 274.6605 | 438.67 | 159.6708
[48 empty] | 8112 | 383.65 | 158.975 | 280.15 | 312.5714 | 28.2462 | 494.4 | 897.9545 | 152.3938 | 274.6605 | 438.67 | 159.6708
[48 empty] | 8113 | 375.25 | 155.9 | 276.3 | 307.6667 | 27.3615 | 484.9 | 893.0909 | 149.77 | 267.899 | 411.8985 | 159.2184
[48 empty] | 8114 | 375.25 | 155.9 | 276.3 | 307.6667 | 27.3615 | 484.9 | 893.0909 | 149.77 | 267.899 | 411.8985 | 159.2184
[48 empty] | 8115 | 375.25 | 155.9 | 276.3 | 307.6667 | 27.3615 | 484.9 | 893.0909 | 149.77 | 267.899 | 411.8985 | 159.2184
[48 empty] | 8116 | 375.25 | 155.9 | 276.3 | 307.6667 | 27.3615 | 484.9 | 893.0909 | 149.77 | 267.899 | 411.8985 | 159.2184
[48 empty] | 8117 | 375.25 | 155.9 | 276.3 | 307.6667 | 27.3615 | 484.9 | 893.0909 | 149.77 | 267.899 | 411.8985 | 159.2184
[48 empty] | 8118 | 375.25 | 155.9 | 276.3 | 307.6667 | 27.3615 | 484.9 | 893.0909 | 149.77 | 267.899 | 411.8985 | 159.2184
[48 empty] | 8119 | 375.25 | 155.9 | 276.3 | 307.6667 | 27.3615 | 484.9 | 893.0909 | 149.77 | 267.899 | 411.8985 | 159.2184
[48 empty] | 8120 | 375.25 | 155.9 | 276.3 | 307.6667 | 27.3615 | 484.9 | 893.0909 | 149.77 | 267.899 | 411.8985 | 159.2184
[48 empty] | 8121 | 375.25 | 155.9 | 276.3 | 307.6667 | 27.3615 | 484.9 | 893.0909 | 149.77 | 267.899 | 411.8985 | 159.2184
[48 empty] | 8122 | 375.25 | 155.9 | 276.3 | 307.6667 | 27.3615 | 484.9 | 893.0909 | 149.77 | 267.899 | 411.8985 | 159.2184
[48 empty] | 8123 | 375.25 | 155.9 | 276.3 | 307.6667 | 27.3615 | 484.9 | 893.0909 | 149.77 | 267.899 | 411.8985 | 159.2184
[48 empty] | 8124 | 375.25 | 155.9 | 276.3 | 307.6667 | 27.3615 | 484.9 | 893.0909 | 149.77 | 267.899 | 411.8985 | 159.2184
[48 empty] | 8125 | 375.25 | 155.9 | 276.3 | 307.6667 | 27.3615 | 484.9 | 893.0909 | 149.77 | 267.899 | 411.8985 | 159.2184
[48 empty] | 8126 | 375.25 | 155.9 | 276.3 | 307.6667 | 27.3615 | 484.9 | 893.0909 | 149.77 | 267.899 | 411.8985 | 159.2184
[48 empty] | 8127 | 375.25 | 155.9 | 276.3 | 307.6667 | 27.3615 | 484.9 | 893.0909 | 149.77 | 267.899 | 411.8985 | 159.2184
[48 empty] | 8128 | 375.25 | 155.9 | 276.3 | 307.6667 | 27.3615 | 484.9 | 893.0909 | 149.77 | 267.899 | 411.8985 | 159.2184
[48 empty] | 8129 | 375.25 | 155.9 | 276.3 | 307.6667 | 27.3615 | 484.9 | 893.0909 | 149.77 | 267.899 | 411.8985 | 159.2184
[48 empty] | 8130 | 375.25 | 155.9 | 276.3 | 307.6667 | 27.3615 | 484.9 | 893.0909 | 149.77 | 267.899 | 411.8985 | 159.2184
[48 empty] | 8131 | 375.25 | 155.9 | 276.3 | 307.6667 | 27.3615 | 484.9 | 893.0909 | 149.77 | 267.899 | 411.8985 | 159.2184
[48 empty] | 8132 | 375.25 | 155.9 | 276.3 | 307.6667 | 27.3615 | 484.9 | 893.0909 | 149.77 | 267.899 | 411.8985 | 159.2184
[48 empty] | 8133 | 375.25 | 155.9 | 276.3 | 307.6667 | 27.3615 | 484.9 | 893.0909 | 149.77 | 267.899 | 411.8985 | 159.2184
[48 empty] | 8134 | 375.25 | 155.9 | 276.3 | 307.6667 | 27.3615 | 484.9 | 893.0909 | 149.77 | 267.899 | 411.8985 | 159.2184
[48 empty] | 8135 | 375.25 | 155.9 | 276.3 | 307.6667 | 27.3615 | 484.9 | 893.0909 | 149.77 | 267.899 | 411.8985 | 159.2184
[48 empty] | 8136 | 375.25 | 155.9 | 276.3 | 307.6667 | 27.3615 | 484.9 | 893.0909 | 149.77 | 267.899 | 411.8985 | 159.2184
[48 empty] | 8137 | 366.95 | 152.25 | 272.75 | 302.1905 | 26.4231 | 475.5 | 890.5 | 147.0712 | 260.6057 | 375.6768 | 157.6127
[48 empty] | 8138 | 366.95 | 152.25 | 272.75 | 302.1905 | 26.4231 | 475.5 | 890.5 | 147.0712 | 260.6057 | 375.6768 | 157.6127
[48 empty] | 8139 | 366.95 | 152.25 | 272.75 | 302.1905 | 26.4231 | 475.5 | 890.5 | 147.0712 | 260.6057 | 375.6768 | 157.6127
[48 empty] | 8140 | 366.95 | 152.25 | 272.75 | 302.1905 | 26.4231 | 475.5 | 890.5 | 147.0712 | 260.6057 | 375.6768 | 157.6127
[48 empty] | 8141 | 366.95 | 152.25 | 272.75 | 302.1905 | 26.4231 | 475.5 | 890.5 | 147.0712 | 260.6057 | 375.6768 | 157.6127
[48 empty] | 8142 | 366.95 | 152.25 | 272.75 | 302.1905 | 26.4231 | 475.5 | 890.5 | 147.0712 | 260.6057 | 375.6768 | 157.6127
[48 empty] | 8143 | 366.95 | 152.25 | 272.75 | 302.1905 | 26.4231 | 475.5 | 890.5 | 147.0712 | 260.6057 | 375.6768 | 157.6127
[48 empty] | 8144 | 366.95 | 152.25 | 272.75 | 302.1905 | 26.4231 | 475.5 | 890.5 | 147.0712 | 260.6057 | 375.6768 | 157.6127
[48 empty] | 8145 | 366.95 | 152.25 | 272.75 | 302.1905 | 26.4231 | 475.5 | 890.5 | 147.0712 | 260.6057 | 375.6768 | 157.6127
[48 empty] | 8146 | 366.95 | 152.25 | 272.75 | 302.1905 | 26.4231 | 475.5 | 890.5 | 147.0712 | 260.6057 | 375.6768 | 157.6127
[48 empty] | 8147 | 366.95 | 152.25 | 272.75 | 302.1905 | 26.4231 | 475.5 | 890.5 | 147.0712 | 260.6057 | 375.6768 | 157.6127
[48 empty] | 8148 | 366.95 | 152.25 | 272.75 | 302.1905 | 26.4231 | 475.5 | 890.5 | 147.0712 | 260.6057 | 375.6768 | 157.6127
[48 empty] | 8149 | 366.95 | 152.25 | 272.75 | 302.1905 | 26.4231 | 475.5 | 890.5 | 147.0712 | 260.6057 | 375.6768 | 157.6127
[48 empty] | 8150 | 366.95 | 152.25 | 272.75 | 302.1905 | 26.4231 | 475.5 | 890.5 | 147.0712 | 260.6057 | 375.6768 | 157.6127
[48 empty] | 8151 | 366.95 | 152.25 | 272.75 | 302.1905 | 26.4231 | 475.5 | 890.5 | 147.0712 | 260.6057 | 375.6768 | 157.6127
[48 empty] | 8152 | 366.95 | 152.25 | 272.75 | 302.1905 | 26.4231 | 475.5 | 890.5 | 147.0712 | 260.6057 | 375.6768 | 157.6127
[48 empty] | 8153 | 366.95 | 152.25 | 272.75 | 302.1905 | 26.4231 | 475.5 | 890.5 | 147.0712 | 260.6057 | 375.6768 | 157.6127
[48 empty] | 8154 | 366.95 | 152.25 | 272.75 | 302.1905 | 26.4231 | 475.5 | 890.5 | 147.0712 | 260.6057 | 375.6768 | 157.6127
[48 empty] | 8155 | 366.95 | 152.25 | 272.75 | 302.1905 | 26.4231 | 475.5 | 890.5 | 147.0712 | 260.6057 | 375.6768 | 157.6127
[48 empty] | 8156 | 366.95 | 152.25 | 272.75 | 302.1905 | 26.4231 | 475.5 | 890.5 | 147.0712 | 260.6057 | 375.6768 | 157.6127
[48 empty] | 8157 | 366.95 | 152.25 | 272.75 | 302.1905 | 26.4231 | 475.5 | 890.5 | 147.0712 | 260.6057 | 375.6768 | 157.6127
[48 empty] | 8158 | 366.95 | 152.25 | 272.75 | 302.1905 | 26.4231 | 475.5 | 890.5 | 147.0712 | 260.6057 | 375.6768 | 157.6127
[48 empty] | 8159 | 366.95 | 152.25 | 272.75 | 302.1905 | 26.4231 | 475.5 | 890.5 | 147.0712 | 260.6057 | 375.6768 | 157.6127
[48 empty] | 8160 | 366.95 | 152.25 | 272.75 | 302.1905 | 26.4231 | 475.5 | 890.5 | 147.0712 | 260.6057 | 375.6768 | 157.6127
[48 empty] | 8161 | 360.5 | 148.8063 | 269 | 297.4286 | 25.5308 | 465.4 | 885.1818 | 144.4737 | 259.5319 | 353.4321 | 155.7008
[48 empty] | 8162 | 360.5 | 148.8063 | 269 | 297.4286 | 25.5308 | 465.4 | 885.1818 | 144.4737 | 259.5319 | 353.4321 | 155.7008
[48 empty] | 8163 | 360.5 | 148.8063 | 269 | 297.4286 | 25.5308 | 465.4 | 885.1818 | 144.4737 | 259.5319 | 353.4321 | 155.7008
[48 empty] | 8164 | 360.5 | 148.8063 | 269 | 297.4286 | 25.5308 | 465.4 | 885.1818 | 144.4737 | 259.5319 | 353.4321 | 155.7008
[48 empty] | 8165 | 360.5 | 148.8063 | 269 | 297.4286 | 25.5308 | 465.4 | 885.1818 | 144.4737 | 259.5319 | 353.4321 | 155.7008
[48 empty] | 8166 | 360.5 | 148.8063 | 269 | 297.4286 | 25.5308 | 465.4 | 885.1818 | 144.4737 | 259.5319 | 353.4321 | 155.7008
[48 empty] | 8167 | 360.5 | 148.8063 | 269 | 297.4286 | 25.5308 | 465.4 | 885.1818 | 144.4737 | 259.5319 | 353.4321 | 155.7008
[48 empty] | 8168 | 360.5 | 148.8063 | 269 | 297.4286 | 25.5308 | 465.4 | 885.1818 | 144.4737 | 259.5319 | 353.4321 | 155.7008
[48 empty] | 8169 | 360.5 | 148.8063 | 269 | 297.4286 | 25.5308 | 465.4 | 885.1818 | 144.4737 | 259.5319 | 353.4321 | 155.7008
[48 empty] | 8170 | 360.5 | 148.8063 | 269 | 297.4286 | 25.5308 | 465.4 | 885.1818 | 144.4737 | 259.5319 | 353.4321 | 155.7008
[48 empty] | 8171 | 360.5 | 148.8063 | 269 | 297.4286 | 25.5308 | 465.4 | 885.1818 | 144.4737 | 259.5319 | 353.4321 | 155.7008
[48 empty] | 8172 | 360.5 | 148.8063 | 269 | 297.4286 | 25.5308 | 465.4 | 885.1818 | 144.4737 | 259.5319 | 353.4321 | 155.7008
[48 empty] | 8173 | 360.5 | 148.8063 | 269 | 297.4286 | 25.5308 | 465.4 | 885.1818 | 144.4737 | 259.5319 | 353.4321 | 155.7008
[48 empty] | 8174 | 360.5 | 148.8063 | 269 | 297.4286 | 25.5308 | 465.4 | 885.1818 | 144.4737 | 259.5319 | 353.4321 | 155.7008
[48 empty] | 8175 | 360.5 | 148.8063 | 269 | 297.4286 | 25.5308 | 465.4 | 885.1818 | 144.4737 | 259.5319 | 353.4321 | 155.7008
[48 empty] | 8176 | 360.5 | 148.8063 | 269 | 297.4286 | 25.5308 | 465.4 | 885.1818 | 144.4737 | 259.5319 | 353.4321 | 155.7008
[48 empty] | 8177 | 360.5 | 148.8063 | 269 | 297.4286 | 25.5308 | 465.4 | 885.1818 | 144.4737 | 259.5319 | 353.4321 | 155.7008
[48 empty] | 8178 | 360.5 | 148.8063 | 269 | 297.4286 | 25.5308 | 465.4 | 885.1818 | 144.4737 | 259.5319 | 353.4321 | 155.7008
[48 empty] | 8179 | 360.5 | 148.8063 | 269 | 297.4286 | 25.5308 | 465.4 | 885.1818 | 144.4737 | 259.5319 | 353.4321 | 155.7008
[48 empty] | 8180 | 360.5 | 148.8063 | 269 | 297.4286 | 25.5308 | 465.4 | 885.1818 | 144.4737 | 259.5319 | 353.4321 | 155.7008
[48 empty] | 8181 | 360.5 | 148.8063 | 269 | 297.4286 | 25.5308 | 465.4 | 885.1818 | 144.4737 | 259.5319 | 353.4321 | 155.7008
[48 empty] | 8182 | 360.5 | 148.8063 | 269 | 297.4286 | 25.5308 | 465.4 | 885.1818 | 144.4737 | 259.5319 | 353.4321 | 155.7008
[48 empty] | 8183 | 360.5 | 148.8063 | 269 | 297.4286 | 25.5308 | 465.4 | 885.1818 | 144.4737 | 259.5319 | 353.4321 | 155.7008
[48 empty] | 8184 | 360.5 | 148.8063 | 269 | 297.4286 | 25.5308 | 465.4 | 885.1818 | 144.4737 | 259.5319 | 353.4321 | 155.7008
[48 empty] | 8185 | 356.05 | 145.875 | 266.3 | 292.381 | 24.6692 | 456.6 | 876.7727 | 141.25 | 261.025 | 329.8921 | 153.7574
[48 empty] | 8186 | 356.05 | 145.875 | 266.3 | 292.381 | 24.6692 | 456.6 | 876.7727 | 141.25 | 261.025 | 329.8921 | 153.7574
[48 empty] | 8187 | 356.05 | 145.875 | 266.3 | 292.381 | 24.6692 | 456.6 | 876.7727 | 141.25 | 261.025 | 329.8921 | 153.7574
[48 empty] | 8188 | 356.05 | 145.875 | 266.3 | 292.381 | 24.6692 | 456.6 | 876.7727 | 141.25 | 261.025 | 329.8921 | 153.7574
[48 empty] | 8189 | 356.05 | 145.875 | 266.3 | 292.381 | 24.6692 | 456.6 | 876.7727 | 141.25 | 261.025 | 329.8921 | 153.7574
[48 empty] | 8190 | 356.05 | 145.875 | 266.3 | 292.381 | 24.6692 | 456.6 | 876.7727 | 141.25 | 261.025 | 329.8921 | 153.7574
[48 empty] | 8191 | 356.05 | 145.875 | 266.3 | 292.381 | 24.6692 | 456.6 | 876.7727 | 141.25 | 261.025 | 329.8921 | 153.7574
[48 empty] | 8192 | 356.05 | 145.875 | 266.3 | 292.381 | 24.6692 | 456.6 | 876.7727 | 141.25 | 261.025 | 329.8921 | 153.7574
[48 empty] | 8193 | 356.05 | 145.875 | 266.3 | 292.381 | 24.6692 | 456.6 | 876.7727 | 141.25 | 261.025 | 329.8921 | 153.7574
[48 empty] | 8194 | 356.05 | 145.875 | 266.3 | 292.381 | 24.6692 | 456.6 | 876.7727 | 141.25 | 261.025 | 329.8921 | 153.7574
[48 empty] | 8195 | 356.05 | 145.875 | 266.3 | 292.381 | 24.6692 | 456.6 | 876.7727 | 141.25 | 261.025 | 329.8921 | 153.7574
[48 empty] | 8196 | 356.05 | 145.875 | 266.3 | 292.381 | 24.6692 | 456.6 | 876.7727 | 141.25 | 261.025 | 329.8921 | 153.7574
[48 empty] | 8197 | 356.05 | 145.875 | 266.3 | 292.381 | 24.6692 | 456.6 | 876.7727 | 141.25 | 261.025 | 329.8921 | 153.7574
[48 empty] | 8198 | 356.05 | 145.875 | 266.3 | 292.381 | 24.6692 | 456.6 | 876.7727 | 141.25 | 261.025 | 329.8921 | 153.7574
[48 empty] | 8199 | 356.05 | 145.875 | 266.3 | 292.381 | 24.6692 | 456.6 | 876.7727 | 141.25 | 261.025 | 329.8921 | 153.7574
[48 empty] | 8200 | 356.05 | 145.875 | 266.3 | 292.381 | 24.6692 | 456.6 | 876.7727 | 141.25 | 261.025 | 329.8921 | 153.7574
[48 empty] | 8201 | 356.05 | 145.875 | 266.3 | 292.381 | 24.6692 | 456.6 | 876.7727 | 141.25 | 261.025 | 329.8921 | 153.7574
[48 empty] | 8202 | 356.05 | 145.875 | 266.3 | 292.381 | 24.6692 | 456.6 | 876.7727 | 141.25 | 261.025 | 329.8921 | 153.7574
[48 empty] | 8203 | 356.05 | 145.875 | 266.3 | 292.381 | 24.6692 | 456.6 | 876.7727 | 141.25 | 261.025 | 329.8921 | 153.7574
[48 empty] | 8204 | 356.05 | 145.875 | 266.3 | 292.381 | 24.6692 | 456.6 | 876.7727 | 141.25 | 261.025 | 329.8921 | 153.7574
[48 empty] | 8205 | 356.05 | 145.875 | 266.3 | 292.381 | 24.6692 | 456.6 | 876.7727 | 141.25 | 261.025 | 329.8921 | 153.7574
[48 empty] | 8206 | 356.05 | 145.875 | 266.3 | 292.381 | 24.6692 | 456.6 | 876.7727 | 141.25 | 261.025 | 329.8921 | 153.7574
[48 empty] | 8207 | 356.05 | 145.875 | 266.3 | 292.381 | 24.6692 | 456.6 | 876.7727 | 141.25 | 261.025 | 329.8921 | 153.7574
[48 empty] | 8208 | 356.05 | 145.875 | 266.3 | 292.381 | 24.6692 | 456.6 | 876.7727 | 141.25 | 261.025 | 329.8921 | 153.7574
[48 empty] | 8209 | 347.6 | 142.475 | 262.95 | 287.8095 | 23.8923 | 447.7 | 871.3182 | 138.2738 | 257.8131 | 314.4062 | 153.4695
[48 empty] | 8210 | 347.6 | 142.475 | 262.95 | 287.8095 | 23.8923 | 447.7 | 871.3182 | 138.2738 | 257.8131 | 314.4062 | 153.4695
[48 empty] | 8211 | 347.6 | 142.475 | 262.95 | 287.8095 | 23.8923 | 447.7 | 871.3182 | 138.2738 | 257.8131 | 314.4062 | 153.4695
[48 empty] | 8212 | 347.6 | 142.475 | 262.95 | 287.8095 | 23.8923 | 447.7 | 871.3182 | 138.2738 | 257.8131 | 314.4062 | 153.4695
[48 empty] | 8213 | 347.6 | 142.475 | 262.95 | 287.8095 | 23.8923 | 447.7 | 871.3182 | 138.2738 | 257.8131 | 314.4062 | 153.4695
[48 empty] | 8214 | 347.6 | 142.475 | 262.95 | 287.8095 | 23.8923 | 447.7 | 871.3182 | 138.2738 | 257.8131 | 314.4062 | 153.4695
[48 empty] | 8215 | 347.6 | 142.475 | 262.95 | 287.8095 | 23.8923 | 447.7 | 871.3182 | 138.2738 | 257.8131 | 314.4062 | 153.4695
[48 empty] | 8216 | 347.6 | 142.475 | 262.95 | 287.8095 | 23.8923 | 447.7 | 871.3182 | 138.2738 | 257.8131 | 314.4062 | 153.4695
[48 empty] | 8217 | 347.6 | 142.475 | 262.95 | 287.8095 | 23.8923 | 447.7 | 871.3182 | 138.2738 | 257.8131 | 314.4062 | 153.4695
[48 empty] | 8218 | 347.6 | 142.475 | 262.95 | 287.8095 | 23.8923 | 447.7 | 871.3182 | 138.2738 | 257.8131 | 314.4062 | 153.4695
[48 empty] | 8219 | 347.6 | 142.475 | 262.95 | 287.8095 | 23.8923 | 447.7 | 871.3182 | 138.2738 | 257.8131 | 314.4062 | 153.4695
[48 empty] | 8220 | 347.6 | 142.475 | 262.95 | 287.8095 | 23.8923 | 447.7 | 871.3182 | 138.2738 | 257.8131 | 314.4062 | 153.4695
[48 empty] | 8221 | 347.6 | 142.475 | 262.95 | 287.8095 | 23.8923 | 447.7 | 871.3182 | 138.2738 | 257.8131 | 314.4062 | 153.4695
[48 empty] | 8222 | 347.6 | 142.475 | 262.95 | 287.8095 | 23.8923 | 447.7 | 871.3182 | 138.2738 | 257.8131 | 314.4062 | 153.4695
[48 empty] | 8223 | 347.6 | 142.475 | 262.95 | 287.8095 | 23.8923 | 447.7 | 871.3182 | 138.2738 | 257.8131 | 314.4062 | 153.4695
[48 empty] | 8224 | 347.6 | 142.475 | 262.95 | 287.8095 | 23.8923 | 447.7 | 871.3182 | 138.2738 | 257.8131 | 314.4062 | 153.4695
[48 empty] | 8225 | 347.6 | 142.475 | 262.95 | 287.8095 | 23.8923 | 447.7 | 871.3182 | 138.2738 | 257.8131 | 314.4062 | 153.4695
[48 empty] | 8226 | 347.6 | 142.475 | 262.95 | 287.8095 | 23.8923 | 447.7 | 871.3182 | 138.2738 | 257.8131 | 314.4062 | 153.4695
[48 empty] | 8227 | 347.6 | 142.475 | 262.95 | 287.8095 | 23.8923 | 447.7 | 871.3182 | 138.2738 | 257.8131 | 314.4062 | 153.4695
[48 empty] | 8228 | 347.6 | 142.475 | 262.95 | 287.8095 | 23.8923 | 447.7 | 871.3182 | 138.2738 | 257.8131 | 314.4062 | 153.4695
[48 empty] | 8229 | 347.6 | 142.475 | 262.95 | 287.8095 | 23.8923 | 447.7 | 871.3182 | 138.2738 | 257.8131 | 314.4062 | 153.4695
[48 empty] | 8230 | 347.6 | 142.475 | 262.95 | 287.8095 | 23.8923 | 447.7 | 871.3182 | 138.2738 | 257.8131 | 314.4062 | 153.4695
[48 empty] | 8231 | 347.6 | 142.475 | 262.95 | 287.8095 | 23.8923 | 447.7 | 871.3182 | 138.2738 | 257.8131 | 314.4062 | 153.4695
[48 empty] | 8232 | 347.6 | 142.475 | 262.95 | 287.8095 | 23.8923 | 447.7 | 871.3182 | 138.2738 | 257.8131 | 314.4062 | 153.4695
[48 empty] | 8233 | 339.1 | 139.8 | 259.9 | 282.3333 | 23.1308 | 438.4 | 863 | 135.2038 | 258.0581 | 323.0465 | 153.4326
[48 empty] | 8234 | 339.1 | 139.8 | 259.9 | 282.3333 | 23.1308 | 438.4 | 863 | 135.2038 | 258.0581 | 323.0465 | 153.4326
[48 empty] | 8235 | 339.1 | 139.8 | 259.9 | 282.3333 | 23.1308 | 438.4 | 863 | 135.2038 | 258.0581 | 323.0465 | 153.4326
[48 empty] | 8236 | 339.1 | 139.8 | 259.9 | 282.3333 | 23.1308 | 438.4 | 863 | 135.2038 | 258.0581 | 323.0465 | 153.4326
[48 empty] | 8237 | 339.1 | 139.8 | 259.9 | 282.3333 | 23.1308 | 438.4 | 863 | 135.2038 | 258.0581 | 323.0465 | 153.4326
[48 empty] | 8238 | 339.1 | 139.8 | 259.9 | 282.3333 | 23.1308 | 438.4 | 863 | 135.2038 | 258.0581 | 323.0465 | 153.4326
[48 empty] | 8239 | 339.1 | 139.8 | 259.9 | 282.3333 | 23.1308 | 438.4 | 863 | 135.2038 | 258.0581 | 323.0465 | 153.4326
[48 empty] | 8240 | 339.1 | 139.8 | 259.9 | 282.3333 | 23.1308 | 438.4 | 863 | 135.2038 | 258.0581 | 323.0465 | 153.4326
[48 empty] | 8241 | 339.1 | 139.8 | 259.9 | 282.3333 | 23.1308 | 438.4 | 863 | 135.2038 | 258.0581 | 323.0465 | 153.4326
[48 empty] | 8242 | 339.1 | 139.8 | 259.9 | 282.3333 | 23.1308 | 438.4 | 863 | 135.2038 | 258.0581 | 323.0465 | 153.4326
[48 empty] | 8243 | 339.1 | 139.8 | 259.9 | 282.3333 | 23.1308 | 438.4 | 863 | 135.2038 | 258.0581 | 323.0465 | 153.4326
[48 empty] | 8244 | 339.1 | 139.8 | 259.9 | 282.3333 | 23.1308 | 438.4 | 863 | 135.2038 | 258.0581 | 323.0465 | 153.4326
[48 empty] | 8245 | 339.1 | 139.8 | 259.9 | 282.3333 | 23.1308 | 438.4 | 863 | 135.2038 | 258.0581 | 323.0465 | 153.4326
[48 empty] | 8246 | 339.1 | 139.8 | 259.9 | 282.3333 | 23.1308 | 438.4 | 863 | 135.2038 | 258.0581 | 323.0465 | 153.4326
[48 empty] | 8247 | 339.1 | 139.8 | 259.9 | 282.3333 | 23.1308 | 438.4 | 863 | 135.2038 | 258.0581 | 323.0465 | 153.4326
[48 empty] | 8248 | 339.1 | 139.8 | 259.9 | 282.3333 | 23.1308 | 438.4 | 863 | 135.2038 | 258.0581 | 323.0465 | 153.4326
[48 empty] | 8249 | 339.1 | 139.8 | 259.9 | 282.3333 | 23.1308 | 438.4 | 863 | 135.2038 | 258.0581 | 323.0465 | 153.4326
[48 empty] | 8250 | 339.1 | 139.8 | 259.9 | 282.3333 | 23.1308 | 438.4 | 863 | 135.2038 | 258.0581 | 323.0465 | 153.4326
[48 empty] | 8251 | 339.1 | 139.8 | 259.9 | 282.3333 | 23.1308 | 438.4 | 863 | 135.2038 | 258.0581 | 323.0465 | 153.4326
[48 empty] | 8252 | 339.1 | 139.8 | 259.9 | 282.3333 | 23.1308 | 438.4 | 863 | 135.2038 | 258.0581 | 323.0465 | 153.4326
[48 empty] | 8253 | 339.1 | 139.8 | 259.9 | 282.3333 | 23.1308 | 438.4 | 863 | 135.2038 | 258.0581 | 323.0465 | 153.4326
[48 empty] | 8254 | 339.1 | 139.8 | 259.9 | 282.3333 | 23.1308 | 438.4 | 863 | 135.2038 | 258.0581 | 323.0465 | 153.4326
[48 empty] | 8255 | 339.1 | 139.8 | 259.9 | 282.3333 | 23.1308 | 438.4 | 863 | 135.2038 | 258.0581 | 323.0465 | 153.4326
[48 empty] | 8256 | 339.1 | 139.8 | 259.9 | 282.3333 | 23.1308 | 438.4 | 863 | 135.2038 | 258.0581 | 323.0465 | 153.4326
[48 empty] | 8257 | 331.4 | 136.9 | 256.9 | 277.381 | 22.4308 | 428.9 | 855.1364 | 132.0387 | 259.6241 | 335.4362 | 151.9716
[48 empty] | 8258 | 331.4 | 136.9 | 256.9 | 277.381 | 22.4308 | 428.9 | 855.1364 | 132.0387 | 259.6241 | 335.4362 | 151.9716
[48 empty] | 8259 | 331.4 | 136.9 | 256.9 | 277.381 | 22.4308 | 428.9 | 855.1364 | 132.0387 | 259.6241 | 335.4362 | 151.9716
[48 empty] | 8260 | 331.4 | 136.9 | 256.9 | 277.381 | 22.4308 | 428.9 | 855.1364 | 132.0387 | 259.6241 | 335.4362 | 151.9716
[48 empty] | 8261 | 331.4 | 136.9 | 256.9 | 277.381 | 22.4308 | 428.9 | 855.1364 | 132.0387 | 259.6241 | 335.4362 | 151.9716
[48 empty] | 8262 | 331.4 | 136.9 | 256.9 | 277.381 | 22.4308 | 428.9 | 855.1364 | 132.0387 | 259.6241 | 335.4362 | 151.9716
[48 empty] | 8263 | 331.4 | 136.9 | 256.9 | 277.381 | 22.4308 | 428.9 | 855.1364 | 132.0387 | 259.6241 | 335.4362 | 151.9716
[48 empty] | 8264 | 331.4 | 136.9 | 256.9 | 277.381 | 22.4308 | 428.9 | 855.1364 | 132.0387 | 259.6241 | 335.4362 | 151.9716
[48 empty] | 8265 | 331.4 | 136.9 | 256.9 | 277.381 | 22.4308 | 428.9 | 855.1364 | 132.0387 | 259.6241 | 335.4362 | 151.9716
[48 empty] | 8266 | 331.4 | 136.9 | 256.9 | 277.381 | 22.4308 | 428.9 | 855.1364 | 132.0387 | 259.6241 | 335.4362 | 151.9716
[48 empty] | 8267 | 331.4 | 136.9 | 256.9 | 277.381 | 22.4308 | 428.9 | 855.1364 | 132.0387 | 259.6241 | 335.4362 | 151.9716
[48 empty] | 8268 | 331.4 | 136.9 | 256.9 | 277.381 | 22.4308 | 428.9 | 855.1364 | 132.0387 | 259.6241 | 335.4362 | 151.9716
[48 empty] | 8269 | 331.4 | 136.9 | 256.9 | 277.381 | 22.4308 | 428.9 | 855.1364 | 132.0387 | 259.6241 | 335.4362 | 151.9716
[48 empty] | 8270 | 331.4 | 136.9 | 256.9 | 277.381 | 22.4308 | 428.9 | 855.1364 | 132.0387 | 259.6241 | 335.4362 | 151.9716
[48 empty] | 8271 | 331.4 | 136.9 | 256.9 | 277.381 | 22.4308 | 428.9 | 855.1364 | 132.0387 | 259.6241 | 335.4362 | 151.9716
[48 empty] | 8272 | 331.4 | 136.9 | 256.9 | 277.381 | 22.4308 | 428.9 | 855.1364 | 132.0387 | 259.6241 | 335.4362 | 151.9716
[48 empty] | 8273 | 331.4 | 136.9 | 256.9 | 277.381 | 22.4308 | 428.9 | 855.1364 | 132.0387 | 259.6241 | 335.4362 | 151.9716
[48 empty] | 8274 | 331.4 | 136.9 | 256.9 | 277.381 | 22.4308 | 428.9 | 855.1364 | 132.0387 | 259.6241 | 335.4362 | 151.9716
[48 empty] | 8275 | 331.4 | 136.9 | 256.9 | 277.381 | 22.4308 | 428.9 | 855.1364 | 132.0387 | 259.6241 | 335.4362 | 151.9716
[48 empty] | 8276 | 331.4 | 136.9 | 256.9 | 277.381 | 22.4308 | 428.9 | 855.1364 | 132.0387 | 259.6241 | 335.4362 | 151.9716
[48 empty] | 8277 | 331.4 | 136.9 | 256.9 | 277.381 | 22.4308 | 428.9 | 855.1364 | 132.0387 | 259.6241 | 335.4362 | 151.9716
[48 empty] | 8278 | 331.4 | 136.9 | 256.9 | 277.381 | 22.4308 | 428.9 | 855.1364 | 132.0387 | 259.6241 | 335.4362 | 151.9716
[48 empty] | 8279 | 331.4 | 136.9 | 256.9 | 277.381 | 22.4308 | 428.9 | 855.1364 | 132.0387 | 259.6241 | 335.4362 | 151.9716
[48 empty] | 8280 | 331.4 | 136.9 | 256.9 | 277.381 | 22.4308 | 428.9 | 855.1364 | 132.0387 | 259.6241 | 335.4362 | 151.9716
[48 empty] | 8281 | 325 | 133.9375 | 254 | 272.1429 | 21.6538 | 421.25 | 847.7273 | 129.11 | 258.021 | 351.1722 | 152.2853
[48 empty] | 8282 | 325 | 133.9375 | 254 | 272.1429 | 21.6538 | 421.25 | 847.7273 | 129.11 | 258.021 | 351.1722 | 152.2853
[48 empty] | 8283 | 325 | 133.9375 | 254 | 272.1429 | 21.6538 | 421.25 | 847.7273 | 129.11 | 258.021 | 351.1722 | 152.2853
[48 empty] | 8284 | 325 | 133.9375 | 254 | 272.1429 | 21.6538 | 421.25 | 847.7273 | 129.11 | 258.021 | 351.1722 | 152.2853
[48 empty] | 8285 | 325 | 133.9375 | 254 | 272.1429 | 21.6538 | 421.25 | 847.7273 | 129.11 | 258.021 | 351.1722 | 152.2853
[48 empty] | 8286 | 325 | 133.9375 | 254 | 272.1429 | 21.6538 | 421.25 | 847.7273 | 129.11 | 258.021 | 351.1722 | 152.2853
[48 empty] | 8287 | 325 | 133.9375 | 254 | 272.1429 | 21.6538 | 421.25 | 847.7273 | 129.11 | 258.021 | 351.1722 | 152.2853
[48 empty] | 8288 | 325 | 133.9375 | 254 | 272.1429 | 21.6538 | 421.25 | 847.7273 | 129.11 | 258.021 | 351.1722 | 152.2853
[48 empty] | 8289 | 325 | 133.9375 | 254 | 272.1429 | 21.6538 | 421.25 | 847.7273 | 129.11 | 258.021 | 351.1722 | 152.2853
[48 empty] | 8290 | 325 | 133.9375 | 254 | 272.1429 | 21.6538 | 421.25 | 847.7273 | 129.11 | 258.021 | 351.1722 | 152.2853
[48 empty] | 8291 | 325 | 133.9375 | 254 | 272.1429 | 21.6538 | 421.25 | 847.7273 | 129.11 | 258.021 | 351.1722 | 152.2853
[48 empty] | 8292 | 325 | 133.9375 | 254 | 272.1429 | 21.6538 | 421.25 | 847.7273 | 129.11 | 258.021 | 351.1722 | 152.2853
[48 empty] | 8293 | 325 | 133.9375 | 254 | 272.1429 | 21.6538 | 421.25 | 847.7273 | 129.11 | 258.021 | 351.1722 | 152.2853
[48 empty] | 8294 | 325 | 133.9375 | 254 | 272.1429 | 21.6538 | 421.25 | 847.7273 | 129.11 | 258.021 | 351.1722 | 152.2853
[48 empty] | 8295 | 325 | 133.9375 | 254 | 272.1429 | 21.6538 | 421.25 | 847.7273 | 129.11 | 258.021 | 351.1722 | 152.2853
[48 empty] | 8296 | 325 | 133.9375 | 254 | 272.1429 | 21.6538 | 421.25 | 847.7273 | 129.11 | 258.021 | 351.1722 | 152.2853
[48 empty] | 8297 | 325 | 133.9375 | 254 | 272.1429 | 21.6538 | 421.25 | 847.7273 | 129.11 | 258.021 | 351.1722 | 152.2853
[48 empty] | 8298 | 325 | 133.9375 | 254 | 272.1429 | 21.6538 | 421.25 | 847.7273 | 129.11 | 258.021 | 351.1722 | 152.2853
[48 empty] | 8299 | 325 | 133.9375 | 254 | 272.1429 | 21.6538 | 421.25 | 847.7273 | 129.11 | 258.021 | 351.1722 | 152.2853
[48 empty] | 8300 | 325 | 133.9375 | 254 | 272.1429 | 21.6538 | 421.25 | 847.7273 | 129.11 | 258.021 | 351.1722 | 152.2853
[48 empty] | 8301 | 325 | 133.9375 | 254 | 272.1429 | 21.6538 | 421.25 | 847.7273 | 129.11 | 258.021 | 351.1722 | 152.2853
[48 empty] | 8302 | 325 | 133.9375 | 254 | 272.1429 | 21.6538 | 421.25 | 847.7273 | 129.11 | 258.021 | 351.1722 | 152.2853
[48 empty] | 8303 | 325 | 133.9375 | 254 | 272.1429 | 21.6538 | 421.25 | 847.7273 | 129.11 | 258.021 | 351.1722 | 152.2853
[48 empty] | 8304 | 325 | 133.9375 | 254 | 272.1429 | 21.6538 | 421.25 | 847.7273 | 129.11 | 258.021 | 351.1722 | 152.2853
[48 empty] | 8305 | 317.7 | 131.4313 | 251.05 | 266.5238 | 20.9077 | 414.15 | 839.4091 | 126.265 | 254.6303 | 351.9517 | 153.3682
[48 empty] | 8306 | 317.7 | 131.4313 | 251.05 | 266.5238 | 20.9077 | 414.15 | 839.4091 | 126.265 | 254.6303 | 351.9517 | 153.3682
[48 empty] | 8307 | 317.7 | 131.4313 | 251.05 | 266.5238 | 20.9077 | 414.15 | 839.4091 | 126.265 | 254.6303 | 351.9517 | 153.3682
[48 empty] | 8308 | 317.7 | 131.4313 | 251.05 | 266.5238 | 20.9077 | 414.15 | 839.4091 | 126.265 | 254.6303 | 351.9517 | 153.3682
[48 empty] | 8309 | 317.7 | 131.4313 | 251.05 | 266.5238 | 20.9077 | 414.15 | 839.4091 | 126.265 | 254.6303 | 351.9517 | 153.3682
[48 empty] | 8310 | 317.7 | 131.4313 | 251.05 | 266.5238 | 20.9077 | 414.15 | 839.4091 | 126.265 | 254.6303 | 351.9517 | 153.3682
[48 empty] | 8311 | 317.7 | 131.4313 | 251.05 | 266.5238 | 20.9077 | 414.15 | 839.4091 | 126.265 | 254.6303 | 351.9517 | 153.3682
[48 empty] | 8312 | 317.7 | 131.4313 | 251.05 | 266.5238 | 20.9077 | 414.15 | 839.4091 | 126.265 | 254.6303 | 351.9517 | 153.3682
[48 empty] | 8313 | 317.7 | 131.4313 | 251.05 | 266.5238 | 20.9077 | 414.15 | 839.4091 | 126.265 | 254.6303 | 351.9517 | 153.3682
[48 empty] | 8314 | 317.7 | 131.4313 | 251.05 | 266.5238 | 20.9077 | 414.15 | 839.4091 | 126.265 | 254.6303 | 351.9517 | 153.3682
[48 empty] | 8315 | 317.7 | 131.4313 | 251.05 | 266.5238 | 20.9077 | 414.15 | 839.4091 | 126.265 | 254.6303 | 351.9517 | 153.3682
[48 empty] | 8316 | 317.7 | 131.4313 | 251.05 | 266.5238 | 20.9077 | 414.15 | 839.4091 | 126.265 | 254.6303 | 351.9517 | 153.3682
[48 empty] | 8317 | 317.7 | 131.4313 | 251.05 | 266.5238 | 20.9077 | 414.15 | 839.4091 | 126.265 | 254.6303 | 351.9517 | 153.3682
[48 empty] | 8318 | 317.7 | 131.4313 | 251.05 | 266.5238 | 20.9077 | 414.15 | 839.4091 | 126.265 | 254.6303 | 351.9517 | 153.3682
[48 empty] | 8319 | 317.7 | 131.4313 | 251.05 | 266.5238 | 20.9077 | 414.15 | 839.4091 | 126.265 | 254.6303 | 351.9517 | 153.3682
[48 empty] | 8320 | 317.7 | 131.4313 | 251.05 | 266.5238 | 20.9077 | 414.15 | 839.4091 | 126.265 | 254.6303 | 351.9517 | 153.3682
[48 empty] | 8321 | 317.7 | 131.4313 | 251.05 | 266.5238 | 20.9077 | 414.15 | 839.4091 | 126.265 | 254.6303 | 351.9517 | 153.3682
[48 empty] | 8322 | 317.7 | 131.4313 | 251.05 | 266.5238 | 20.9077 | 414.15 | 839.4091 | 126.265 | 254.6303 | 351.9517 | 153.3682
[48 empty] | 8323 | 317.7 | 131.4313 | 251.05 | 266.5238 | 20.9077 | 414.15 | 839.4091 | 126.265 | 254.6303 | 351.9517 | 153.3682
[48 empty] | 8324 | 317.7 | 131.4313 | 251.05 | 266.5238 | 20.9077 | 414.15 | 839.4091 | 126.265 | 254.6303 | 351.9517 | 153.3682
[48 empty] | 8325 | 317.7 | 131.4313 | 251.05 | 266.5238 | 20.9077 | 414.15 | 839.4091 | 126.265 | 254.6303 | 351.9517 | 153.3682
[48 empty] | 8326 | 317.7 | 131.4313 | 251.05 | 266.5238 | 20.9077 | 414.15 | 839.4091 | 126.265 | 254.6303 | 351.9517 | 153.3682
[48 empty] | 8327 | 317.7 | 131.4313 | 251.05 | 266.5238 | 20.9077 | 414.15 | 839.4091 | 126.265 | 254.6303 | 351.9517 | 153.3682
[48 empty] | 8328 | 317.7 | 131.4313 | 251.05 | 266.5238 | 20.9077 | 414.15 | 839.4091 | 126.265 | 254.6303 | 351.9517 | 153.3682
[48 empty] | 8329 | 311.05 | 128.3375 | 248.45 | 261.1905 | 20.2769 | 405.2 | 834.0909 | 123.4213 | 253.8781 | 367.8951 | 151.7323
[48 empty] | 8330 | 311.05 | 128.3375 | 248.45 | 261.1905 | 20.2769 | 405.2 | 834.0909 | 123.4213 | 253.8781 | 367.8951 | 151.7323
[48 empty] | 8331 | 311.05 | 128.3375 | 248.45 | 261.1905 | 20.2769 | 405.2 | 834.0909 | 123.4213 | 253.8781 | 367.8951 | 151.7323
[48 empty] | 8332 | 311.05 | 128.3375 | 248.45 | 261.1905 | 20.2769 | 405.2 | 834.0909 | 123.4213 | 253.8781 | 367.8951 | 151.7323
[48 empty] | 8333 | 311.05 | 128.3375 | 248.45 | 261.1905 | 20.2769 | 405.2 | 834.0909 | 123.4213 | 253.8781 | 367.8951 | 151.7323
[48 empty] | 8334 | 311.05 | 128.3375 | 248.45 | 261.1905 | 20.2769 | 405.2 | 834.0909 | 123.4213 | 253.8781 | 367.8951 | 151.7323
[48 empty] | 8335 | 311.05 | 128.3375 | 248.45 | 261.1905 | 20.2769 | 405.2 | 834.0909 | 123.4213 | 253.8781 | 367.8951 | 151.7323
[48 empty] | 8336 | 311.05 | 128.3375 | 248.45 | 261.1905 | 20.2769 | 405.2 | 834.0909 | 123.4213 | 253.8781 | 367.8951 | 151.7323
[48 empty] | 8337 | 311.05 | 128.3375 | 248.45 | 261.1905 | 20.2769 | 405.2 | 834.0909 | 123.4213 | 253.8781 | 367.8951 | 151.7323
[48 empty] | 8338 | 311.05 | 128.3375 | 248.45 | 261.1905 | 20.2769 | 405.2 | 834.0909 | 123.4213 | 253.8781 | 367.8951 | 151.7323
[48 empty] | 8339 | 311.05 | 128.3375 | 248.45 | 261.1905 | 20.2769 | 405.2 | 834.0909 | 123.4213 | 253.8781 | 367.8951 | 151.7323
[48 empty] | 8340 | 311.05 | 128.3375 | 248.45 | 261.1905 | 20.2769 | 405.2 | 834.0909 | 123.4213 | 253.8781 | 367.8951 | 151.7323
[48 empty] | 8341 | 311.05 | 128.3375 | 248.45 | 261.1905 | 20.2769 | 405.2 | 834.0909 | 123.4213 | 253.8781 | 367.8951 | 151.7323
[48 empty] | 8342 | 311.05 | 128.3375 | 248.45 | 261.1905 | 20.2769 | 405.2 | 834.0909 | 123.4213 | 253.8781 | 367.8951 | 151.7323
[48 empty] | 8343 | 311.05 | 128.3375 | 248.45 | 261.1905 | 20.2769 | 405.2 | 834.0909 | 123.4213 | 253.8781 | 367.8951 | 151.7323
[48 empty] | 8344 | 311.05 | 128.3375 | 248.45 | 261.1905 | 20.2769 | 405.2 | 834.0909 | 123.4213 | 253.8781 | 367.8951 | 151.7323
[48 empty] | 8345 | 311.05 | 128.3375 | 248.45 | 261.1905 | 20.2769 | 405.2 | 834.0909 | 123.4213 | 253.8781 | 367.8951 | 151.7323
[48 empty] | 8346 | 311.05 | 128.3375 | 248.45 | 261.1905 | 20.2769 | 405.2 | 834.0909 | 123.4213 | 253.8781 | 367.8951 | 151.7323
[48 empty] | 8347 | 311.05 | 128.3375 | 248.45 | 261.1905 | 20.2769 | 405.2 | 834.0909 | 123.4213 | 253.8781 | 367.8951 | 151.7323
[48 empty] | 8348 | 311.05 | 128.3375 | 248.45 | 261.1905 | 20.2769 | 405.2 | 834.0909 | 123.4213 | 253.8781 | 367.8951 | 151.7323
[48 empty] | 8349 | 311.05 | 128.3375 | 248.45 | 261.1905 | 20.2769 | 405.2 | 834.0909 | 123.4213 | 253.8781 | 367.8951 | 151.7323
[48 empty] | 8350 | 311.05 | 128.3375 | 248.45 | 261.1905 | 20.2769 | 405.2 | 834.0909 | 123.4213 | 253.8781 | 367.8951 | 151.7323
[48 empty] | 8351 | 311.05 | 128.3375 | 248.45 | 261.1905 | 20.2769 | 405.2 | 834.0909 | 123.4213 | 253.8781 | 367.8951 | 151.7323
[48 empty] | 8352 | 311.05 | 128.3375 | 248.45 | 261.1905 | 20.2769 | 405.2 | 834.0909 | 123.4213 | 253.8781 | 367.8951 | 151.7323
[48 empty] | 8353 | 306.65 | 126.4125 | 245.4 | 256.4286 | 19.6615 | 396.85 | 830.7727 | 120.4213 | 253.3181 | 357.1355 | 150.1306
[48 empty] | 8354 | 306.65 | 126.4125 | 245.4 | 256.4286 | 19.6615 | 396.85 | 830.7727 | 120.4213 | 253.3181 | 357.1355 | 150.1306
[48 empty] | 8355 | 306.65 | 126.4125 | 245.4 | 256.4286 | 19.6615 | 396.85 | 830.7727 | 120.4213 | 253.3181 | 357.1355 | 150.1306
[48 empty] | 8356 | 306.65 | 126.4125 | 245.4 | 256.4286 | 19.6615 | 396.85 | 830.7727 | 120.4213 | 253.3181 | 357.1355 | 150.1306
[48 empty] | 8357 | 306.65 | 126.4125 | 245.4 | 256.4286 | 19.6615 | 396.85 | 830.7727 | 120.4213 | 253.3181 | 357.1355 | 150.1306
[48 empty] | 8358 | 306.65 | 126.4125 | 245.4 | 256.4286 | 19.6615 | 396.85 | 830.7727 | 120.4213 | 253.3181 | 357.1355 | 150.1306
[48 empty] | 8359 | 306.65 | 126.4125 | 245.4 | 256.4286 | 19.6615 | 396.85 | 830.7727 | 120.4213 | 253.3181 | 357.1355 | 150.1306
[48 empty] | 8360 | 306.65 | 126.4125 | 245.4 | 256.4286 | 19.6615 | 396.85 | 830.7727 | 120.4213 | 253.3181 | 357.1355 | 150.1306
[48 empty] | 8361 | 306.65 | 126.4125 | 245.4 | 256.4286 | 19.6615 | 396.85 | 830.7727 | 120.4213 | 253.3181 | 357.1355 | 150.1306
[48 empty] | 8362 | 306.65 | 126.4125 | 245.4 | 256.4286 | 19.6615 | 396.85 | 830.7727 | 120.4213 | 253.3181 | 357.1355 | 150.1306
[48 empty] | 8363 | 306.65 | 126.4125 | 245.4 | 256.4286 | 19.6615 | 396.85 | 830.7727 | 120.4213 | 253.3181 | 357.1355 | 150.1306
[48 empty] | 8364 | 306.65 | 126.4125 | 245.4 | 256.4286 | 19.6615 | 396.85 | 830.7727 | 120.4213 | 253.3181 | 357.1355 | 150.1306
[48 empty] | 8365 | 306.65 | 126.4125 | 245.4 | 256.4286 | 19.6615 | 396.85 | 830.7727 | 120.4213 | 253.3181 | 357.1355 | 150.1306
[48 empty] | 8366 | 306.65 | 126.4125 | 245.4 | 256.4286 | 19.6615 | 396.85 | 830.7727 | 120.4213 | 253.3181 | 357.1355 | 150.1306
[48 empty] | 8367 | 306.65 | 126.4125 | 245.4 | 256.4286 | 19.6615 | 396.85 | 830.7727 | 120.4213 | 253.3181 | 357.1355 | 150.1306
[48 empty] | 8368 | 306.65 | 126.4125 | 245.4 | 256.4286 | 19.6615 | 396.85 | 830.7727 | 120.4213 | 253.3181 | 357.1355 | 150.1306
[48 empty] | 8369 | 306.65 | 126.4125 | 245.4 | 256.4286 | 19.6615 | 396.85 | 830.7727 | 120.4213 | 253.3181 | 357.1355 | 150.1306
[48 empty] | 8370 | 306.65 | 126.4125 | 245.4 | 256.4286 | 19.6615 | 396.85 | 830.7727 | 120.4213 | 253.3181 | 357.1355 | 150.1306
[48 empty] | 8371 | 306.65 | 126.4125 | 245.4 | 256.4286 | 19.6615 | 396.85 | 830.7727 | 120.4213 | 253.3181 | 357.1355 | 150.1306
[48 empty] | 8372 | 306.65 | 126.4125 | 245.4 | 256.4286 | 19.6615 | 396.85 | 830.7727 | 120.4213 | 253.3181 | 357.1355 | 150.1306
[48 empty] | 8373 | 306.65 | 126.4125 | 245.4 | 256.4286 | 19.6615 | 396.85 | 830.7727 | 120.4213 | 253.3181 | 357.1355 | 150.1306
[48 empty] | 8374 | 306.65 | 126.4125 | 245.4 | 256.4286 | 19.6615 | 396.85 | 830.7727 | 120.4213 | 253.3181 | 357.1355 | 150.1306
[48 empty] | 8375 | 306.65 | 126.4125 | 245.4 | 256.4286 | 19.6615 | 396.85 | 830.7727 | 120.4213 | 253.3181 | 357.1355 | 150.1306
[48 empty] | 8376 | 306.65 | 126.4125 | 245.4 | 256.4286 | 19.6615 | 396.85 | 830.7727 | 120.4213 | 253.3181 | 357.1355 | 150.1306
[48 empty] | 8377 | 300.85 | 123.9625 | 242.7 | 251.4286 | 19 | 389.6 | 827.2273 | 117.905 | 250.0823 | 351.9722 | 149.8734
[48 empty] | 8378 | 300.85 | 123.9625 | 242.7 | 251.4286 | 19 | 389.6 | 827.2273 | 117.905 | 250.0823 | 351.9722 | 149.8734
[48 empty] | 8379 | 300.85 | 123.9625 | 242.7 | 251.4286 | 19 | 389.6 | 827.2273 | 117.905 | 250.0823 | 351.9722 | 149.8734
[48 empty] | 8380 | 300.85 | 123.9625 | 242.7 | 251.4286 | 19 | 389.6 | 827.2273 | 117.905 | 250.0823 | 351.9722 | 149.8734
[48 empty] | 8381 | 300.85 | 123.9625 | 242.7 | 251.4286 | 19 | 389.6 | 827.2273 | 117.905 | 250.0823 | 351.9722 | 149.8734
[48 empty] | 8382 | 300.85 | 123.9625 | 242.7 | 251.4286 | 19 | 389.6 | 827.2273 | 117.905 | 250.0823 | 351.9722 | 149.8734
[48 empty] | 8383 | 300.85 | 123.9625 | 242.7 | 251.4286 | 19 | 389.6 | 827.2273 | 117.905 | 250.0823 | 351.9722 | 149.8734
[48 empty] | 8384 | 300.85 | 123.9625 | 242.7 | 251.4286 | 19 | 389.6 | 827.2273 | 117.905 | 250.0823 | 351.9722 | 149.8734
[48 empty] | 8385 | 300.85 | 123.9625 | 242.7 | 251.4286 | 19 | 389.6 | 827.2273 | 117.905 | 250.0823 | 351.9722 | 149.8734
[48 empty] | 8386 | 300.85 | 123.9625 | 242.7 | 251.4286 | 19 | 389.6 | 827.2273 | 117.905 | 250.0823 | 351.9722 | 149.8734
[48 empty] | 8387 | 300.85 | 123.9625 | 242.7 | 251.4286 | 19 | 389.6 | 827.2273 | 117.905 | 250.0823 | 351.9722 | 149.8734
[48 empty] | 8388 | 300.85 | 123.9625 | 242.7 | 251.4286 | 19 | 389.6 | 827.2273 | 117.905 | 250.0823 | 351.9722 | 149.8734
[48 empty] | 8389 | 300.85 | 123.9625 | 242.7 | 251.4286 | 19 | 389.6 | 827.2273 | 117.905 | 250.0823 | 351.9722 | 149.8734
[48 empty] | 8390 | 300.85 | 123.9625 | 242.7 | 251.4286 | 19 | 389.6 | 827.2273 | 117.905 | 250.0823 | 351.9722 | 149.8734
[48 empty] | 8391 | 300.85 | 123.9625 | 242.7 | 251.4286 | 19 | 389.6 | 827.2273 | 117.905 | 250.0823 | 351.9722 | 149.8734
[48 empty] | 8392 | 300.85 | 123.9625 | 242.7 | 251.4286 | 19 | 389.6 | 827.2273 | 117.905 | 250.0823 | 351.9722 | 149.8734
[48 empty] | 8393 | 300.85 | 123.9625 | 242.7 | 251.4286 | 19 | 389.6 | 827.2273 | 117.905 | 250.0823 | 351.9722 | 149.8734
[48 empty] | 8394 | 300.85 | 123.9625 | 242.7 | 251.4286 | 19 | 389.6 | 827.2273 | 117.905 | 250.0823 | 351.9722 | 149.8734
[48 empty] | 8395 | 300.85 | 123.9625 | 242.7 | 251.4286 | 19 | 389.6 | 827.2273 | 117.905 | 250.0823 | 351.9722 | 149.8734
[48 empty] | 8396 | 300.85 | 123.9625 | 242.7 | 251.4286 | 19 | 389.6 | 827.2273 | 117.905 | 250.0823 | 351.9722 | 149.8734
[48 empty] | 8397 | 300.85 | 123.9625 | 242.7 | 251.4286 | 19 | 389.6 | 827.2273 | 117.905 | 250.0823 | 351.9722 | 149.8734
[48 empty] | 8398 | 300.85 | 123.9625 | 242.7 | 251.4286 | 19 | 389.6 | 827.2273 | 117.905 | 250.0823 | 351.9722 | 149.8734
[48 empty] | 8399 | 300.85 | 123.9625 | 242.7 | 251.4286 | 19 | 389.6 | 827.2273 | 117.905 | 250.0823 | 351.9722 | 149.8734
[48 empty] | 8400 | 300.85 | 123.9625 | 242.7 | 251.4286 | 19 | 389.6 | 827.2273 | 117.905 | 250.0823 | 351.9722 | 149.8734
[48 empty] | 8401 | 295.1 | 120.9938 | 240.15 | 246.4762 | 18.4077 | 380.9 | 821.9545 | 115.1912 | 250.1522 | 350.2836 | 148.0314
[48 empty] | 8402 | 295.1 | 120.9938 | 240.15 | 246.4762 | 18.4077 | 380.9 | 821.9545 | 115.1912 | 250.1522 | 350.2836 | 148.0314
[48 empty] | 8403 | 295.1 | 120.9938 | 240.15 | 246.4762 | 18.4077 | 380.9 | 821.9545 | 115.1912 | 250.1522 | 350.2836 | 148.0314
[48 empty] | 8404 | 295.1 | 120.9938 | 240.15 | 246.4762 | 18.4077 | 380.9 | 821.9545 | 115.1912 | 250.1522 | 350.2836 | 148.0314
[48 empty] | 8405 | 295.1 | 120.9938 | 240.15 | 246.4762 | 18.4077 | 380.9 | 821.9545 | 115.1912 | 250.1522 | 350.2836 | 148.0314
[48 empty] | 8406 | 295.1 | 120.9938 | 240.15 | 246.4762 | 18.4077 | 380.9 | 821.9545 | 115.1912 | 250.1522 | 350.2836 | 148.0314
[48 empty] | 8407 | 295.1 | 120.9938 | 240.15 | 246.4762 | 18.4077 | 380.9 | 821.9545 | 115.1912 | 250.1522 | 350.2836 | 148.0314
[48 empty] | 8408 | 295.1 | 120.9938 | 240.15 | 246.4762 | 18.4077 | 380.9 | 821.9545 | 115.1912 | 250.1522 | 350.2836 | 148.0314
[48 empty] | 8409 | 295.1 | 120.9938 | 240.15 | 246.4762 | 18.4077 | 380.9 | 821.9545 | 115.1912 | 250.1522 | 350.2836 | 148.0314
[48 empty] | 8410 | 295.1 | 120.9938 | 240.15 | 246.4762 | 18.4077 | 380.9 | 821.9545 | 115.1912 | 250.1522 | 350.2836 | 148.0314
[48 empty] | 8411 | 295.1 | 120.9938 | 240.15 | 246.4762 | 18.4077 | 380.9 | 821.9545 | 115.1912 | 250.1522 | 350.2836 | 148.0314
[48 empty] | 8412 | 295.1 | 120.9938 | 240.15 | 246.4762 | 18.4077 | 380.9 | 821.9545 | 115.1912 | 250.1522 | 350.2836 | 148.0314
[48 empty] | 8413 | 295.1 | 120.9938 | 240.15 | 246.4762 | 18.4077 | 380.9 | 821.9545 | 115.1912 | 250.1522 | 350.2836 | 148.0314
[48 empty] | 8414 | 295.1 | 120.9938 | 240.15 | 246.4762 | 18.4077 | 380.9 | 821.9545 | 115.1912 | 250.1522 | 350.2836 | 148.0314
[48 empty] | 8415 | 295.1 | 120.9938 | 240.15 | 246.4762 | 18.4077 | 380.9 | 821.9545 | 115.1912 | 250.1522 | 350.2836 | 148.0314
[48 empty] | 8416 | 295.1 | 120.9938 | 240.15 | 246.4762 | 18.4077 | 380.9 | 821.9545 | 115.1912 | 250.1522 | 350.2836 | 148.0314
[48 empty] | 8417 | 295.1 | 120.9938 | 240.15 | 246.4762 | 18.4077 | 380.9 | 821.9545 | 115.1912 | 250.1522 | 350.2836 | 148.0314
[48 empty] | 8418 | 295.1 | 120.9938 | 240.15 | 246.4762 | 18.4077 | 380.9 | 821.9545 | 115.1912 | 250.1522 | 350.2836 | 148.0314
[48 empty] | 8419 | 295.1 | 120.9938 | 240.15 | 246.4762 | 18.4077 | 380.9 | 821.9545 | 115.1912 | 250.1522 | 350.2836 | 148.0314
[48 empty] | 8420 | 295.1 | 120.9938 | 240.15 | 246.4762 | 18.4077 | 380.9 | 821.9545 | 115.1912 | 250.1522 | 350.2836 | 148.0314
[48 empty] | 8421 | 295.1 | 120.9938 | 240.15 | 246.4762 | 18.4077 | 380.9 | 821.9545 | 115.1912 | 250.1522 | 350.2836 | 148.0314
[48 empty] | 8422 | 295.1 | 120.9938 | 240.15 | 246.4762 | 18.4077 | 380.9 | 821.9545 | 115.1912 | 250.1522 | 350.2836 | 148.0314
[48 empty] | 8423 | 295.1 | 120.9938 | 240.15 | 246.4762 | 18.4077 | 380.9 | 821.9545 | 115.1912 | 250.1522 | 350.2836 | 148.0314
[48 empty] | 8424 | 295.1 | 120.9938 | 240.15 | 246.4762 | 18.4077 | 380.9 | 821.9545 | 115.1912 | 250.1522 | 350.2836 | 148.0314
[48 empty] | 8425 | 291.25 | 118.8187 | 237.45 | 242.2857 | 17.8154 | 373.6 | 816.7273 | 112.3625 | 247.4722 | 332.3151 | 145.4249
[48 empty] | 8426 | 291.25 | 118.8187 | 237.45 | 242.2857 | 17.8154 | 373.6 | 816.7273 | 112.3625 | 247.4722 | 332.3151 | 145.4249
[48 empty] | 8427 | 291.25 | 118.8187 | 237.45 | 242.2857 | 17.8154 | 373.6 | 816.7273 | 112.3625 | 247.4722 | 332.3151 | 145.4249
[48 empty] | 8428 | 291.25 | 118.8187 | 237.45 | 242.2857 | 17.8154 | 373.6 | 816.7273 | 112.3625 | 247.4722 | 332.3151 | 145.4249
[48 empty] | 8429 | 291.25 | 118.8187 | 237.45 | 242.2857 | 17.8154 | 373.6 | 816.7273 | 112.3625 | 247.4722 | 332.3151 | 145.4249
[48 empty] | 8430 | 291.25 | 118.8187 | 237.45 | 242.2857 | 17.8154 | 373.6 | 816.7273 | 112.3625 | 247.4722 | 332.3151 | 145.4249
[48 empty] | 8431 | 291.25 | 118.8187 | 237.45 | 242.2857 | 17.8154 | 373.6 | 816.7273 | 112.3625 | 247.4722 | 332.3151 | 145.4249
[48 empty] | 8432 | 291.25 | 118.8187 | 237.45 | 242.2857 | 17.8154 | 373.6 | 816.7273 | 112.3625 | 247.4722 | 332.3151 | 145.4249
[48 empty] | 8433 | 291.25 | 118.8187 | 237.45 | 242.2857 | 17.8154 | 373.6 | 816.7273 | 112.3625 | 247.4722 | 332.3151 | 145.4249
[48 empty] | 8434 | 291.25 | 118.8187 | 237.45 | 242.2857 | 17.8154 | 373.6 | 816.7273 | 112.3625 | 247.4722 | 332.3151 | 145.4249
[48 empty] | 8435 | 291.25 | 118.8187 | 237.45 | 242.2857 | 17.8154 | 373.6 | 816.7273 | 112.3625 | 247.4722 | 332.3151 | 145.4249
[48 empty] | 8436 | 291.25 | 118.8187 | 237.45 | 242.2857 | 17.8154 | 373.6 | 816.7273 | 112.3625 | 247.4722 | 332.3151 | 145.4249
[48 empty] | 8437 | 291.25 | 118.8187 | 237.45 | 242.2857 | 17.8154 | 373.6 | 816.7273 | 112.3625 | 247.4722 | 332.3151 | 145.4249
[48 empty] | 8438 | 291.25 | 118.8187 | 237.45 | 242.2857 | 17.8154 | 373.6 | 816.7273 | 112.3625 | 247.4722 | 332.3151 | 145.4249
[48 empty] | 8439 | 291.25 | 118.8187 | 237.45 | 242.2857 | 17.8154 | 373.6 | 816.7273 | 112.3625 | 247.4722 | 332.3151 | 145.4249
[48 empty] | 8440 | 291.25 | 118.8187 | 237.45 | 242.2857 | 17.8154 | 373.6 | 816.7273 | 112.3625 | 247.4722 | 332.3151 | 145.4249
[48 empty] | 8441 | 291.25 | 118.8187 | 237.45 | 242.2857 | 17.8154 | 373.6 | 816.7273 | 112.3625 | 247.4722 | 332.3151 | 145.4249
[48 empty] | 8442 | 291.25 | 118.8187 | 237.45 | 242.2857 | 17.8154 | 373.6 | 816.7273 | 112.3625 | 247.4722 | 332.3151 | 145.4249
[48 empty] | 8443 | 291.25 | 118.8187 | 237.45 | 242.2857 | 17.8154 | 373.6 | 816.7273 | 112.3625 | 247.4722 | 332.3151 | 145.4249
[48 empty] | 8444 | 291.25 | 118.8187 | 237.45 | 242.2857 | 17.8154 | 373.6 | 816.7273 | 112.3625 | 247.4722 | 332.3151 | 145.4249
[48 empty] | 8445 | 291.25 | 118.8187 | 237.45 | 242.2857 | 17.8154 | 373.6 | 816.7273 | 112.3625 | 247.4722 | 332.3151 | 145.4249
[48 empty] | 8446 | 291.25 | 118.8187 | 237.45 | 242.2857 | 17.8154 | 373.6 | 816.7273 | 112.3625 | 247.4722 | 332.3151 | 145.4249
[48 empty] | 8447 | 291.25 | 118.8187 | 237.45 | 242.2857 | 17.8154 | 373.6 | 816.7273 | 112.3625 | 247.4722 | 332.3151 | 145.4249
[48 empty] | 8448 | 291.25 | 118.8187 | 237.45 | 242.2857 | 17.8154 | 373.6 | 816.7273 | 112.3625 | 247.4722 | 332.3151 | 145.4249
[48 empty] | 8449 | 287.4 | 116.7375 | 234.75 | 237.4762 | 17.2538 | 366.5 | 814.7727 | 109.6863 | 245.1181 | 323.8477 | 145.0333
[48 empty] | 8450 | 287.4 | 116.7375 | 234.75 | 237.4762 | 17.2538 | 366.5 | 814.7727 | 109.6863 | 245.1181 | 323.8477 | 145.0333
[48 empty] | 8451 | 287.4 | 116.7375 | 234.75 | 237.4762 | 17.2538 | 366.5 | 814.7727 | 109.6863 | 245.1181 | 323.8477 | 145.0333
[48 empty] | 8452 | 287.4 | 116.7375 | 234.75 | 237.4762 | 17.2538 | 366.5 | 814.7727 | 109.6863 | 245.1181 | 323.8477 | 145.0333
[48 empty] | 8453 | 287.4 | 116.7375 | 234.75 | 237.4762 | 17.2538 | 366.5 | 814.7727 | 109.6863 | 245.1181 | 323.8477 | 145.0333
[48 empty] | 8454 | 287.4 | 116.7375 | 234.75 | 237.4762 | 17.2538 | 366.5 | 814.7727 | 109.6863 | 245.1181 | 323.8477 | 145.0333
[48 empty] | 8455 | 287.4 | 116.7375 | 234.75 | 237.4762 | 17.2538 | 366.5 | 814.7727 | 109.6863 | 245.1181 | 323.8477 | 145.0333
[48 empty] | 8456 | 287.4 | 116.7375 | 234.75 | 237.4762 | 17.2538 | 366.5 | 814.7727 | 109.6863 | 245.1181 | 323.8477 | 145.0333
[48 empty] | 8457 | 287.4 | 116.7375 | 234.75 | 237.4762 | 17.2538 | 366.5 | 814.7727 | 109.6863 | 245.1181 | 323.8477 | 145.0333
[48 empty] | 8458 | 287.4 | 116.7375 | 234.75 | 237.4762 | 17.2538 | 366.5 | 814.7727 | 109.6863 | 245.1181 | 323.8477 | 145.0333
[48 empty] | 8459 | 287.4 | 116.7375 | 234.75 | 237.4762 | 17.2538 | 366.5 | 814.7727 | 109.6863 | 245.1181 | 323.8477 | 145.0333
[48 empty] | 8460 | 287.4 | 116.7375 | 234.75 | 237.4762 | 17.2538 | 366.5 | 814.7727 | 109.6863 | 245.1181 | 323.8477 | 145.0333
[48 empty] | 8461 | 287.4 | 116.7375 | 234.75 | 237.4762 | 17.2538 | 366.5 | 814.7727 | 109.6863 | 245.1181 | 323.8477 | 145.0333
[48 empty] | 8462 | 287.4 | 116.7375 | 234.75 | 237.4762 | 17.2538 | 366.5 | 814.7727 | 109.6863 | 245.1181 | 323.8477 | 145.0333
[48 empty] | 8463 | 287.4 | 116.7375 | 234.75 | 237.4762 | 17.2538 | 366.5 | 814.7727 | 109.6863 | 245.1181 | 323.8477 | 145.0333
[48 empty] | 8464 | 287.4 | 116.7375 | 234.75 | 237.4762 | 17.2538 | 366.5 | 814.7727 | 109.6863 | 245.1181 | 323.8477 | 145.0333
[48 empty] | 8465 | 287.4 | 116.7375 | 234.75 | 237.4762 | 17.2538 | 366.5 | 814.7727 | 109.6863 | 245.1181 | 323.8477 | 145.0333
[48 empty] | 8466 | 287.4 | 116.7375 | 234.75 | 237.4762 | 17.2538 | 366.5 | 814.7727 | 109.6863 | 245.1181 | 323.8477 | 145.0333
[48 empty] | 8467 | 287.4 | 116.7375 | 234.75 | 237.4762 | 17.2538 | 366.5 | 814.7727 | 109.6863 | 245.1181 | 323.8477 | 145.0333
[48 empty] | 8468 | 287.4 | 116.7375 | 234.75 | 237.4762 | 17.2538 | 366.5 | 814.7727 | 109.6863 | 245.1181 | 323.8477 | 145.0333
[48 empty] | 8469 | 287.4 | 116.7375 | 234.75 | 237.4762 | 17.2538 | 366.5 | 814.7727 | 109.6863 | 245.1181 | 323.8477 | 145.0333
[48 empty] | 8470 | 287.4 | 116.7375 | 234.75 | 237.4762 | 17.2538 | 366.5 | 814.7727 | 109.6863 | 245.1181 | 323.8477 | 145.0333
[48 empty] | 8471 | 287.4 | 116.7375 | 234.75 | 237.4762 | 17.2538 | 366.5 | 814.7727 | 109.6863 | 245.1181 | 323.8477 | 145.0333
[48 empty] | 8472 | 287.4 | 116.7375 | 234.75 | 237.4762 | 17.2538 | 366.5 | 814.7727 | 109.6863 | 245.1181 | 323.8477 | 145.0333
[48 empty] | 8473 | 282.05 | 114.2 | 231.95 | 233.6667 | 16.8 | 359.55 | 809.5455 | 107.2963 | 245.1291 | 330.7836 | 145.5672
[48 empty] | 8474 | 282.05 | 114.2 | 231.95 | 233.6667 | 16.8 | 359.55 | 809.5455 | 107.2963 | 245.1291 | 330.7836 | 145.5672
[48 empty] | 8475 | 282.05 | 114.2 | 231.95 | 233.6667 | 16.8 | 359.55 | 809.5455 | 107.2963 | 245.1291 | 330.7836 | 145.5672
[48 empty] | 8476 | 282.05 | 114.2 | 231.95 | 233.6667 | 16.8 | 359.55 | 809.5455 | 107.2963 | 245.1291 | 330.7836 | 145.5672
[48 empty] | 8477 | 282.05 | 114.2 | 231.95 | 233.6667 | 16.8 | 359.55 | 809.5455 | 107.2963 | 245.1291 | 330.7836 | 145.5672
[48 empty] | 8478 | 282.05 | 114.2 | 231.95 | 233.6667 | 16.8 | 359.55 | 809.5455 | 107.2963 | 245.1291 | 330.7836 | 145.5672
[48 empty] | 8479 | 282.05 | 114.2 | 231.95 | 233.6667 | 16.8 | 359.55 | 809.5455 | 107.2963 | 245.1291 | 330.7836 | 145.5672
[48 empty] | 8480 | 282.05 | 114.2 | 231.95 | 233.6667 | 16.8 | 359.55 | 809.5455 | 107.2963 | 245.1291 | 330.7836 | 145.5672
[48 empty] | 8481 | 282.05 | 114.2 | 231.95 | 233.6667 | 16.8 | 359.55 | 809.5455 | 107.2963 | 245.1291 | 330.7836 | 145.5672
[48 empty] | 8482 | 282.05 | 114.2 | 231.95 | 233.6667 | 16.8 | 359.55 | 809.5455 | 107.2963 | 245.1291 | 330.7836 | 145.5672
[48 empty] | 8483 | 282.05 | 114.2 | 231.95 | 233.6667 | 16.8 | 359.55 | 809.5455 | 107.2963 | 245.1291 | 330.7836 | 145.5672
[48 empty] | 8484 | 282.05 | 114.2 | 231.95 | 233.6667 | 16.8 | 359.55 | 809.5455 | 107.2963 | 245.1291 | 330.7836 | 145.5672
[48 empty] | 8485 | 282.05 | 114.2 | 231.95 | 233.6667 | 16.8 | 359.55 | 809.5455 | 107.2963 | 245.1291 | 330.7836 | 145.5672
[48 empty] | 8486 | 282.05 | 114.2 | 231.95 | 233.6667 | 16.8 | 359.55 | 809.5455 | 107.2963 | 245.1291 | 330.7836 | 145.5672
[48 empty] | 8487 | 282.05 | 114.2 | 231.95 | 233.6667 | 16.8 | 359.55 | 809.5455 | 107.2963 | 245.1291 | 330.7836 | 145.5672
[48 empty] | 8488 | 282.05 | 114.2 | 231.95 | 233.6667 | 16.8 | 359.55 | 809.5455 | 107.2963 | 245.1291 | 330.7836 | 145.5672
[48 empty] | 8489 | 282.05 | 114.2 | 231.95 | 233.6667 | 16.8 | 359.55 | 809.5455 | 107.2963 | 245.1291 | 330.7836 | 145.5672
[48 empty] | 8490 | 282.05 | 114.2 | 231.95 | 233.6667 | 16.8 | 359.55 | 809.5455 | 107.2963 | 245.1291 | 330.7836 | 145.5672
[48 empty] | 8491 | 282.05 | 114.2 | 231.95 | 233.6667 | 16.8 | 359.55 | 809.5455 | 107.2963 | 245.1291 | 330.7836 | 145.5672
[48 empty] | 8492 | 282.05 | 114.2 | 231.95 | 233.6667 | 16.8 | 359.55 | 809.5455 | 107.2963 | 245.1291 | 330.7836 | 145.5672
[48 empty] | 8493 | 282.05 | 114.2 | 231.95 | 233.6667 | 16.8 | 359.55 | 809.5455 | 107.2963 | 245.1291 | 330.7836 | 145.5672
[48 empty] | 8494 | 282.05 | 114.2 | 231.95 | 233.6667 | 16.8 | 359.55 | 809.5455 | 107.2963 | 245.1291 | 330.7836 | 145.5672
[48 empty] | 8495 | 282.05 | 114.2 | 231.95 | 233.6667 | 16.8 | 359.55 | 809.5455 | 107.2963 | 245.1291 | 330.7836 | 145.5672
[48 empty] | 8496 | 282.05 | 114.2 | 231.95 | 233.6667 | 16.8 | 359.55 | 809.5455 | 107.2963 | 245.1291 | 330.7836 | 145.5672
[48 empty] | 8497 | 276.8 | 112.3312 | 229.45 | 229.4286 | 16.2462 | 352.5 | 803.5909 | 104.8 | 251.3276 | 331.8333 | 146.184
[48 empty] | 8498 | 276.8 | 112.3312 | 229.45 | 229.4286 | 16.2462 | 352.5 | 803.5909 | 104.8 | 251.3276 | 331.8333 | 146.184
[48 empty] | 8499 | 276.8 | 112.3312 | 229.45 | 229.4286 | 16.2462 | 352.5 | 803.5909 | 104.8 | 251.3276 | 331.8333 | 146.184
[48 empty] | 8500 | 276.8 | 112.3312 | 229.45 | 229.4286 | 16.2462 | 352.5 | 803.5909 | 104.8 | 251.3276 | 331.8333 | 146.184
[48 empty] | 8501 | 276.8 | 112.3312 | 229.45 | 229.4286 | 16.2462 | 352.5 | 803.5909 | 104.8 | 251.3276 | 331.8333 | 146.184
[48 empty] | 8502 | 276.8 | 112.3312 | 229.45 | 229.4286 | 16.2462 | 352.5 | 803.5909 | 104.8 | 251.3276 | 331.8333 | 146.184
[48 empty] | 8503 | 276.8 | 112.3312 | 229.45 | 229.4286 | 16.2462 | 352.5 | 803.5909 | 104.8 | 251.3276 | 331.8333 | 146.184
[48 empty] | 8504 | 276.8 | 112.3312 | 229.45 | 229.4286 | 16.2462 | 352.5 | 803.5909 | 104.8 | 251.3276 | 331.8333 | 146.184
[48 empty] | 8505 | 276.8 | 112.3312 | 229.45 | 229.4286 | 16.2462 | 352.5 | 803.5909 | 104.8 | 251.3276 | 331.8333 | 146.184
[48 empty] | 8506 | 276.8 | 112.3312 | 229.45 | 229.4286 | 16.2462 | 352.5 | 803.5909 | 104.8 | 251.3276 | 331.8333 | 146.184
[48 empty] | 8507 | 276.8 | 112.3312 | 229.45 | 229.4286 | 16.2462 | 352.5 | 803.5909 | 104.8 | 251.3276 | 331.8333 | 146.184
[48 empty] | 8508 | 276.8 | 112.3312 | 229.45 | 229.4286 | 16.2462 | 352.5 | 803.5909 | 104.8 | 251.3276 | 331.8333 | 146.184
[48 empty] | 8509 | 276.8 | 112.3312 | 229.45 | 229.4286 | 16.2462 | 352.5 | 803.5909 | 104.8 | 251.3276 | 331.8333 | 146.184
[48 empty] | 8510 | 276.8 | 112.3312 | 229.45 | 229.4286 | 16.2462 | 352.5 | 803.5909 | 104.8 | 251.3276 | 331.8333 | 146.184
[48 empty] | 8511 | 276.8 | 112.3312 | 229.45 | 229.4286 | 16.2462 | 352.5 | 803.5909 | 104.8 | 251.3276 | 331.8333 | 146.184
[48 empty] | 8512 | 276.8 | 112.3312 | 229.45 | 229.4286 | 16.2462 | 352.5 | 803.5909 | 104.8 | 251.3276 | 331.8333 | 146.184
[48 empty] | 8513 | 276.8 | 112.3312 | 229.45 | 229.4286 | 16.2462 | 352.5 | 803.5909 | 104.8 | 251.3276 | 331.8333 | 146.184
[48 empty] | 8514 | 276.8 | 112.3312 | 229.45 | 229.4286 | 16.2462 | 352.5 | 803.5909 | 104.8 | 251.3276 | 331.8333 | 146.184
[48 empty] | 8515 | 276.8 | 112.3312 | 229.45 | 229.4286 | 16.2462 | 352.5 | 803.5909 | 104.8 | 251.3276 | 331.8333 | 146.184
[48 empty] | 8516 | 276.8 | 112.3312 | 229.45 | 229.4286 | 16.2462 | 352.5 | 803.5909 | 104.8 | 251.3276 | 331.8333 | 146.184
[48 empty] | 8517 | 276.8 | 112.3312 | 229.45 | 229.4286 | 16.2462 | 352.5 | 803.5909 | 104.8 | 251.3276 | 331.8333 | 146.184
[48 empty] | 8518 | 276.8 | 112.3312 | 229.45 | 229.4286 | 16.2462 | 352.5 | 803.5909 | 104.8 | 251.3276 | 331.8333 | 146.184
[48 empty] | 8519 | 276.8 | 112.3312 | 229.45 | 229.4286 | 16.2462 | 352.5 | 803.5909 | 104.8 | 251.3276 | 331.8333 | 146.184
[48 empty] | 8520 | 276.8 | 112.3312 | 229.45 | 229.4286 | 16.2462 | 352.5 | 803.5909 | 104.8 | 251.3276 | 331.8333 | 146.184
[48 empty] | 8521 | 273 | 110.425 | 227.05 | 225.4762 | 15.7008 | 346.05 | 797.5455 | 102.6963 | 255.8742 | 348.7283 | 146.3651
[48 empty] | 8522 | 273 | 110.425 | 227.05 | 225.4762 | 15.7008 | 346.05 | 797.5455 | 102.6963 | 255.8742 | 348.7283 | 146.3651
[48 empty] | 8523 | 273 | 110.425 | 227.05 | 225.4762 | 15.7008 | 346.05 | 797.5455 | 102.6963 | 255.8742 | 348.7283 | 146.3651
[48 empty] | 8524 | 273 | 110.425 | 227.05 | 225.4762 | 15.7008 | 346.05 | 797.5455 | 102.6963 | 255.8742 | 348.7283 | 146.3651
[48 empty] | 8525 | 273 | 110.425 | 227.05 | 225.4762 | 15.7008 | 346.05 | 797.5455 | 102.6963 | 255.8742 | 348.7283 | 146.3651
[48 empty] | 8526 | 273 | 110.425 | 227.05 | 225.4762 | 15.7008 | 346.05 | 797.5455 | 102.6963 | 255.8742 | 348.7283 | 146.3651
[48 empty] | 8527 | 273 | 110.425 | 227.05 | 225.4762 | 15.7008 | 346.05 | 797.5455 | 102.6963 | 255.8742 | 348.7283 | 146.3651
[48 empty] | 8528 | 273 | 110.425 | 227.05 | 225.4762 | 15.7008 | 346.05 | 797.5455 | 102.6963 | 255.8742 | 348.7283 | 146.3651
[48 empty] | 8529 | 273 | 110.425 | 227.05 | 225.4762 | 15.7008 | 346.05 | 797.5455 | 102.6963 | 255.8742 | 348.7283 | 146.3651
[48 empty] | 8530 | 273 | 110.425 | 227.05 | 225.4762 | 15.7008 | 346.05 | 797.5455 | 102.6963 | 255.8742 | 348.7283 | 146.3651
[48 empty] | 8531 | 273 | 110.425 | 227.05 | 225.4762 | 15.7008 | 346.05 | 797.5455 | 102.6963 | 255.8742 | 348.7283 | 146.3651
[48 empty] | 8532 | 273 | 110.425 | 227.05 | 225.4762 | 15.7008 | 346.05 | 797.5455 | 102.6963 | 255.8742 | 348.7283 | 146.3651
[48 empty] | 8533 | 273 | 110.425 | 227.05 | 225.4762 | 15.7008 | 346.05 | 797.5455 | 102.6963 | 255.8742 | 348.7283 | 146.3651
[48 empty] | 8534 | 273 | 110.425 | 227.05 | 225.4762 | 15.7008 | 346.05 | 797.5455 | 102.6963 | 255.8742 | 348.7283 | 146.3651
[48 empty] | 8535 | 273 | 110.425 | 227.05 | 225.4762 | 15.7008 | 346.05 | 797.5455 | 102.6963 | 255.8742 | 348.7283 | 146.3651
[48 empty] | 8536 | 273 | 110.425 | 227.05 | 225.4762 | 15.7008 | 346.05 | 797.5455 | 102.6963 | 255.8742 | 348.7283 | 146.3651
[48 empty] | 8537 | 273 | 110.425 | 227.05 | 225.4762 | 15.7008 | 346.05 | 797.5455 | 102.6963 | 255.8742 | 348.7283 | 146.3651
[48 empty] | 8538 | 273 | 110.425 | 227.05 | 225.4762 | 15.7008 | 346.05 | 797.5455 | 102.6963 | 255.8742 | 348.7283 | 146.3651
[48 empty] | 8539 | 273 | 110.425 | 227.05 | 225.4762 | 15.7008 | 346.05 | 797.5455 | 102.6963 | 255.8742 | 348.7283 | 146.3651
[48 empty] | 8540 | 273 | 110.425 | 227.05 | 225.4762 | 15.7008 | 346.05 | 797.5455 | 102.6963 | 255.8742 | 348.7283 | 146.3651
[48 empty] | 8541 | 273 | 110.425 | 227.05 | 225.4762 | 15.7008 | 346.05 | 797.5455 | 102.6963 | 255.8742 | 348.7283 | 146.3651
[48 empty] | 8542 | 273 | 110.425 | 227.05 | 225.4762 | 15.7008 | 346.05 | 797.5455 | 102.6963 | 255.8742 | 348.7283 | 146.3651
[48 empty] | 8543 | 273 | 110.425 | 227.05 | 225.4762 | 15.7008 | 346.05 | 797.5455 | 102.6963 | 255.8742 | 348.7283 | 146.3651
[48 empty] | 8544 | 273 | 110.425 | 227.05 | 225.4762 | 15.7008 | 346.05 | 797.5455 | 102.6963 | 255.8742 | 348.7283 | 146.3651
[48 empty] | 8545 | 269.05 | 108.1937 | 224.4 | 221.0476 | 15.2362 | 339.1 | 796.3636 | 100.2463 | 256.4669 | 376.9447 | 146.6304
[48 empty] | 8546 | 269.05 | 108.1937 | 224.4 | 221.0476 | 15.2362 | 339.1 | 796.3636 | 100.2463 | 256.4669 | 376.9447 | 146.6304
[48 empty] | 8547 | 269.05 | 108.1937 | 224.4 | 221.0476 | 15.2362 | 339.1 | 796.3636 | 100.2463 | 256.4669 | 376.9447 | 146.6304
[48 empty] | 8548 | 269.05 | 108.1937 | 224.4 | 221.0476 | 15.2362 | 339.1 | 796.3636 | 100.2463 | 256.4669 | 376.9447 | 146.6304
[48 empty] | 8549 | 269.05 | 108.1937 | 224.4 | 221.0476 | 15.2362 | 339.1 | 796.3636 | 100.2463 | 256.4669 | 376.9447 | 146.6304
[48 empty] | 8550 | 269.05 | 108.1937 | 224.4 | 221.0476 | 15.2362 | 339.1 | 796.3636 | 100.2463 | 256.4669 | 376.9447 | 146.6304
[48 empty] | 8551 | 269.05 | 108.1937 | 224.4 | 221.0476 | 15.2362 | 339.1 | 796.3636 | 100.2463 | 256.4669 | 376.9447 | 146.6304
[48 empty] | 8552 | 269.05 | 108.1937 | 224.4 | 221.0476 | 15.2362 | 339.1 | 796.3636 | 100.2463 | 256.4669 | 376.9447 | 146.6304
[48 empty] | 8553 | 269.05 | 108.1937 | 224.4 | 221.0476 | 15.2362 | 339.1 | 796.3636 | 100.2463 | 256.4669 | 376.9447 | 146.6304
[48 empty] | 8554 | 269.05 | 108.1937 | 224.4 | 221.0476 | 15.2362 | 339.1 | 796.3636 | 100.2463 | 256.4669 | 376.9447 | 146.6304
[48 empty] | 8555 | 269.05 | 108.1937 | 224.4 | 221.0476 | 15.2362 | 339.1 | 796.3636 | 100.2463 | 256.4669 | 376.9447 | 146.6304
[48 empty] | 8556 | 269.05 | 108.1937 | 224.4 | 221.0476 | 15.2362 | 339.1 | 796.3636 | 100.2463 | 256.4669 | 376.9447 | 146.6304
[48 empty] | 8557 | 269.05 | 108.1937 | 224.4 | 221.0476 | 15.2362 | 339.1 | 796.3636 | 100.2463 | 256.4669 | 376.9447 | 146.6304
[48 empty] | 8558 | 269.05 | 108.1937 | 224.4 | 221.0476 | 15.2362 | 339.1 | 796.3636 | 100.2463 | 256.4669 | 376.9447 | 146.6304
[48 empty] | 8559 | 269.05 | 108.1937 | 224.4 | 221.0476 | 15.2362 | 339.1 | 796.3636 | 100.2463 | 256.4669 | 376.9447 | 146.6304
[48 empty] | 8560 | 269.05 | 108.1937 | 224.4 | 221.0476 | 15.2362 | 339.1 | 796.3636 | 100.2463 | 256.4669 | 376.9447 | 146.6304
[48 empty] | 8561 | 269.05 | 108.1937 | 224.4 | 221.0476 | 15.2362 | 339.1 | 796.3636 | 100.2463 | 256.4669 | 376.9447 | 146.6304
[48 empty] | 8562 | 269.05 | 108.1937 | 224.4 | 221.0476 | 15.2362 | 339.1 | 796.3636 | 100.2463 | 256.4669 | 376.9447 | 146.6304
[48 empty] | 8563 | 269.05 | 108.1937 | 224.4 | 221.0476 | 15.2362 | 339.1 | 796.3636 | 100.2463 | 256.4669 | 376.9447 | 146.6304
[48 empty] | 8564 | 269.05 | 108.1937 | 224.4 | 221.0476 | 15.2362 | 339.1 | 796.3636 | 100.2463 | 256.4669 | 376.9447 | 146.6304
[48 empty] | 8565 | 269.05 | 108.1937 | 224.4 | 221.0476 | 15.2362 | 339.1 | 796.3636 | 100.2463 | 256.4669 | 376.9447 | 146.6304
[48 empty] | 8566 | 269.05 | 108.1937 | 224.4 | 221.0476 | 15.2362 | 339.1 | 796.3636 | 100.2463 | 256.4669 | 376.9447 | 146.6304
[48 empty] | 8567 | 269.05 | 108.1937 | 224.4 | 221.0476 | 15.2362 | 339.1 | 796.3636 | 100.2463 | 256.4669 | 376.9447 | 146.6304
[48 empty] | 8568 | 269.05 | 108.1937 | 224.4 | 221.0476 | 15.2362 | 339.1 | 796.3636 | 100.2463 | 256.4669 | 376.9447 | 146.6304
[48 empty] | 8569 | 266.5 | 106.1125 | 221.8 | 217.1905 | 14.81 | 333.15 | 791.5455 | 98.1688 | 255.8028 | 373.2514 | 146.3661
[48 empty] | 8570 | 266.5 | 106.1125 | 221.8 | 217.1905 | 14.81 | 333.15 | 791.5455 | 98.1688 | 255.8028 | 373.2514 | 146.3661
[48 empty] | 8571 | 266.5 | 106.1125 | 221.8 | 217.1905 | 14.81 | 333.15 | 791.5455 | 98.1688 | 255.8028 | 373.2514 | 146.3661
[48 empty] | 8572 | 266.5 | 106.1125 | 221.8 | 217.1905 | 14.81 | 333.15 | 791.5455 | 98.1688 | 255.8028 | 373.2514 | 146.3661
[48 empty] | 8573 | 266.5 | 106.1125 | 221.8 | 217.1905 | 14.81 | 333.15 | 791.5455 | 98.1688 | 255.8028 | 373.2514 | 146.3661
[48 empty] | 8574 | 266.5 | 106.1125 | 221.8 | 217.1905 | 14.81 | 333.15 | 791.5455 | 98.1688 | 255.8028 | 373.2514 | 146.3661
[48 empty] | 8575 | 266.5 | 106.1125 | 221.8 | 217.1905 | 14.81 | 333.15 | 791.5455 | 98.1688 | 255.8028 | 373.2514 | 146.3661
[48 empty] | 8576 | 266.5 | 106.1125 | 221.8 | 217.1905 | 14.81 | 333.15 | 791.5455 | 98.1688 | 255.8028 | 373.2514 | 146.3661
[48 empty] | 8577 | 266.5 | 106.1125 | 221.8 | 217.1905 | 14.81 | 333.15 | 791.5455 | 98.1688 | 255.8028 | 373.2514 | 146.3661
[48 empty] | 8578 | 266.5 | 106.1125 | 221.8 | 217.1905 | 14.81 | 333.15 | 791.5455 | 98.1688 | 255.8028 | 373.2514 | 146.3661
[48 empty] | 8579 | 266.5 | 106.1125 | 221.8 | 217.1905 | 14.81 | 333.15 | 791.5455 | 98.1688 | 255.8028 | 373.2514 | 146.3661
[48 empty] | 8580 | 266.5 | 106.1125 | 221.8 | 217.1905 | 14.81 | 333.15 | 791.5455 | 98.1688 | 255.8028 | 373.2514 | 146.3661
[48 empty] | 8581 | 266.5 | 106.1125 | 221.8 | 217.1905 | 14.81 | 333.15 | 791.5455 | 98.1688 | 255.8028 | 373.2514 | 146.3661
[48 empty] | 8582 | 266.5 | 106.1125 | 221.8 | 217.1905 | 14.81 | 333.15 | 791.5455 | 98.1688 | 255.8028 | 373.2514 | 146.3661
[48 empty] | 8583 | 266.5 | 106.1125 | 221.8 | 217.1905 | 14.81 | 333.15 | 791.5455 | 98.1688 | 255.8028 | 373.2514 | 146.3661
[48 empty] | 8584 | 266.5 | 106.1125 | 221.8 | 217.1905 | 14.81 | 333.15 | 791.5455 | 98.1688 | 255.8028 | 373.2514 | 146.3661
[48 empty] | 8585 | 266.5 | 106.1125 | 221.8 | 217.1905 | 14.81 | 333.15 | 791.5455 | 98.1688 | 255.8028 | 373.2514 | 146.3661
[48 empty] | 8586 | 266.5 | 106.1125 | 221.8 | 217.1905 | 14.81 | 333.15 | 791.5455 | 98.1688 | 255.8028 | 373.2514 | 146.3661
[48 empty] | 8587 | 266.5 | 106.1125 | 221.8 | 217.1905 | 14.81 | 333.15 | 791.5455 | 98.1688 | 255.8028 | 373.2514 | 146.3661
[48 empty] | 8588 | 266.5 | 106.1125 | 221.8 | 217.1905 | 14.81 | 333.15 | 791.5455 | 98.1688 | 255.8028 | 373.2514 | 146.3661
[48 empty] | 8589 | 266.5 | 106.1125 | 221.8 | 217.1905 | 14.81 | 333.15 | 791.5455 | 98.1688 | 255.8028 | 373.2514 | 146.3661
[48 empty] | 8590 | 266.5 | 106.1125 | 221.8 | 217.1905 | 14.81 | 333.15 | 791.5455 | 98.1688 | 255.8028 | 373.2514 | 146.3661
[48 empty] | 8591 | 266.5 | 106.1125 | 221.8 | 217.1905 | 14.81 | 333.15 | 791.5455 | 98.1688 | 255.8028 | 373.2514 | 146.3661
[48 empty] | 8592 | 266.5 | 106.1125 | 221.8 | 217.1905 | 14.81 | 333.15 | 791.5455 | 98.1688 | 255.8028 | 373.2514 | 146.3661
[48 empty] | 8593 | 260 | 104.6688 | 219.25 | 213.1905 | 14.3269 | 326.4 | 784.8182 | 95.93 | 254.8734 | 374.2176 | 144.9967
[48 empty] | 8594 | 260 | 104.6688 | 219.25 | 213.1905 | 14.3269 | 326.4 | 784.8182 | 95.93 | 254.8734 | 374.2176 | 144.9967
[48 empty] | 8595 | 260 | 104.6688 | 219.25 | 213.1905 | 14.3269 | 326.4 | 784.8182 | 95.93 | 254.8734 | 374.2176 | 144.9967
[48 empty] | 8596 | 260 | 104.6688 | 219.25 | 213.1905 | 14.3269 | 326.4 | 784.8182 | 95.93 | 254.8734 | 374.2176 | 144.9967
[48 empty] | 8597 | 260 | 104.6688 | 219.25 | 213.1905 | 14.3269 | 326.4 | 784.8182 | 95.93 | 254.8734 | 374.2176 | 144.9967
[48 empty] | 8598 | 260 | 104.6688 | 219.25 | 213.1905 | 14.3269 | 326.4 | 784.8182 | 95.93 | 254.8734 | 374.2176 | 144.9967
[48 empty] | 8599 | 260 | 104.6688 | 219.25 | 213.1905 | 14.3269 | 326.4 | 784.8182 | 95.93 | 254.8734 | 374.2176 | 144.9967
[48 empty] | 8600 | 260 | 104.6688 | 219.25 | 213.1905 | 14.3269 | 326.4 | 784.8182 | 95.93 | 254.8734 | 374.2176 | 144.9967
[48 empty] | 8601 | 260 | 104.6688 | 219.25 | 213.1905 | 14.3269 | 326.4 | 784.8182 | 95.93 | 254.8734 | 374.2176 | 144.9967
[48 empty] | 8602 | 260 | 104.6688 | 219.25 | 213.1905 | 14.3269 | 326.4 | 784.8182 | 95.93 | 254.8734 | 374.2176 | 144.9967
[48 empty] | 8603 | 260 | 104.6688 | 219.25 | 213.1905 | 14.3269 | 326.4 | 784.8182 | 95.93 | 254.8734 | 374.2176 | 144.9967
[48 empty] | 8604 | 260 | 104.6688 | 219.25 | 213.1905 | 14.3269 | 326.4 | 784.8182 | 95.93 | 254.8734 | 374.2176 | 144.9967
[48 empty] | 8605 | 260 | 104.6688 | 219.25 | 213.1905 | 14.3269 | 326.4 | 784.8182 | 95.93 | 254.8734 | 374.2176 | 144.9967
[48 empty] | 8606 | 260 | 104.6688 | 219.25 | 213.1905 | 14.3269 | 326.4 | 784.8182 | 95.93 | 254.8734 | 374.2176 | 144.9967
[48 empty] | 8607 | 260 | 104.6688 | 219.25 | 213.1905 | 14.3269 | 326.4 | 784.8182 | 95.93 | 254.8734 | 374.2176 | 144.9967
[48 empty] | 8608 | 260 | 104.6688 | 219.25 | 213.1905 | 14.3269 | 326.4 | 784.8182 | 95.93 | 254.8734 | 374.2176 | 144.9967
[48 empty] | 8609 | 260 | 104.6688 | 219.25 | 213.1905 | 14.3269 | 326.4 | 784.8182 | 95.93 | 254.8734 | 374.2176 | 144.9967
[48 empty] | 8610 | 260 | 104.6688 | 219.25 | 213.1905 | 14.3269 | 326.4 | 784.8182 | 95.93 | 254.8734 | 374.2176 | 144.9967
[48 empty] | 8611 | 260 | 104.6688 | 219.25 | 213.1905 | 14.3269 | 326.4 | 784.8182 | 95.93 | 254.8734 | 374.2176 | 144.9967
[48 empty] | 8612 | 260 | 104.6688 | 219.25 | 213.1905 | 14.3269 | 326.4 | 784.8182 | 95.93 | 254.8734 | 374.2176 | 144.9967
[48 empty] | 8613 | 260 | 104.6688 | 219.25 | 213.1905 | 14.3269 | 326.4 | 784.8182 | 95.93 | 254.8734 | 374.2176 | 144.9967
[48 empty] | 8614 | 260 | 104.6688 | 219.25 | 213.1905 | 14.3269 | 326.4 | 784.8182 | 95.93 | 254.8734 | 374.2176 | 144.9967
[48 empty] | 8615 | 260 | 104.6688 | 219.25 | 213.1905 | 14.3269 | 326.4 | 784.8182 | 95.93 | 254.8734 | 374.2176 | 144.9967
[48 empty] | 8616 | 260 | 104.6688 | 219.25 | 213.1905 | 14.3269 | 326.4 | 784.8182 | 95.93 | 254.8734 | 374.2176 | 144.9967
[48 empty] | 8617 | 255.55 | 102.4625 | 217.15 | 209.619 | 13.9446 | 320.5 | 778.1364 | 93.7488 | 252.328 | 391.5309 | 142.7142
[48 empty] | 8618 | 255.55 | 102.4625 | 217.15 | 209.619 | 13.9446 | 320.5 | 778.1364 | 93.7488 | 252.328 | 391.5309 | 142.7142
[48 empty] | 8619 | 255.55 | 102.4625 | 217.15 | 209.619 | 13.9446 | 320.5 | 778.1364 | 93.7488 | 252.328 | 391.5309 | 142.7142
[48 empty] | 8620 | 255.55 | 102.4625 | 217.15 | 209.619 | 13.9446 | 320.5 | 778.1364 | 93.7488 | 252.328 | 391.5309 | 142.7142
[48 empty] | 8621 | 255.55 | 102.4625 | 217.15 | 209.619 | 13.9446 | 320.5 | 778.1364 | 93.7488 | 252.328 | 391.5309 | 142.7142
[48 empty] | 8622 | 255.55 | 102.4625 | 217.15 | 209.619 | 13.9446 | 320.5 | 778.1364 | 93.7488 | 252.328 | 391.5309 | 142.7142
[48 empty] | 8623 | 255.55 | 102.4625 | 217.15 | 209.619 | 13.9446 | 320.5 | 778.1364 | 93.7488 | 252.328 | 391.5309 | 142.7142
[48 empty] | 8624 | 255.55 | 102.4625 | 217.15 | 209.619 | 13.9446 | 320.5 | 778.1364 | 93.7488 | 252.328 | 391.5309 | 142.7142
[48 empty] | 8625 | 255.55 | 102.4625 | 217.15 | 209.619 | 13.9446 | 320.5 | 778.1364 | 93.7488 | 252.328 | 391.5309 | 142.7142
[48 empty] | 8626 | 255.55 | 102.4625 | 217.15 | 209.619 | 13.9446 | 320.5 | 778.1364 | 93.7488 | 252.328 | 391.5309 | 142.7142
[48 empty] | 8627 | 255.55 | 102.4625 | 217.15 | 209.619 | 13.9446 | 320.5 | 778.1364 | 93.7488 | 252.328 | 391.5309 | 142.7142
[48 empty] | 8628 | 255.55 | 102.4625 | 217.15 | 209.619 | 13.9446 | 320.5 | 778.1364 | 93.7488 | 252.328 | 391.5309 | 142.7142
[48 empty] | 8629 | 255.55 | 102.4625 | 217.15 | 209.619 | 13.9446 | 320.5 | 778.1364 | 93.7488 | 252.328 | 391.5309 | 142.7142
[48 empty] | 8630 | 255.55 | 102.4625 | 217.15 | 209.619 | 13.9446 | 320.5 | 778.1364 | 93.7488 | 252.328 | 391.5309 | 142.7142
[48 empty] | 8631 | 255.55 | 102.4625 | 217.15 | 209.619 | 13.9446 | 320.5 | 778.1364 | 93.7488 | 252.328 | 391.5309 | 142.7142
[48 empty] | 8632 | 255.55 | 102.4625 | 217.15 | 209.619 | 13.9446 | 320.5 | 778.1364 | 93.7488 | 252.328 | 391.5309 | 142.7142
[48 empty] | 8633 | 255.55 | 102.4625 | 217.15 | 209.619 | 13.9446 | 320.5 | 778.1364 | 93.7488 | 252.328 | 391.5309 | 142.7142
[48 empty] | 8634 | 255.55 | 102.4625 | 217.15 | 209.619 | 13.9446 | 320.5 | 778.1364 | 93.7488 | 252.328 | 391.5309 | 142.7142
[48 empty] | 8635 | 255.55 | 102.4625 | 217.15 | 209.619 | 13.9446 | 320.5 | 778.1364 | 93.7488 | 252.328 | 391.5309 | 142.7142
[48 empty] | 8636 | 255.55 | 102.4625 | 217.15 | 209.619 | 13.9446 | 320.5 | 778.1364 | 93.7488 | 252.328 | 391.5309 | 142.7142
[48 empty] | 8637 | 255.55 | 102.4625 | 217.15 | 209.619 | 13.9446 | 320.5 | 778.1364 | 93.7488 | 252.328 | 391.5309 | 142.7142
[48 empty] | 8638 | 255.55 | 102.4625 | 217.15 | 209.619 | 13.9446 | 320.5 | 778.1364 | 93.7488 | 252.328 | 391.5309 | 142.7142
[48 empty] | 8639 | 255.55 | 102.4625 | 217.15 | 209.619 | 13.9446 | 320.5 | 778.1364 | 93.7488 | 252.328 | 391.5309 | 142.7142
[48 empty] | 8640 | 255.55 | 102.4625 | 217.15 | 209.619 | 13.9446 | 320.5 | 778.1364 | 93.7488 | 252.328 | 391.5309 | 142.7142
[48 empty] | 8641 | 251.1 | 100.8563 | 214.55 | 206.0476 | 13.4754 | 315.35 | 773.4545 | 91.7087 | 248.2944 | 374.5473 | 141.3336
[48 empty] | 8642 | 251.1 | 100.8563 | 214.55 | 206.0476 | 13.4754 | 315.35 | 773.4545 | 91.7087 | 248.2944 | 374.5473 | 141.3336
[48 empty] | 8643 | 251.1 | 100.8563 | 214.55 | 206.0476 | 13.4754 | 315.35 | 773.4545 | 91.7087 | 248.2944 | 374.5473 | 141.3336
[48 empty] | 8644 | 251.1 | 100.8563 | 214.55 | 206.0476 | 13.4754 | 315.35 | 773.4545 | 91.7087 | 248.2944 | 374.5473 | 141.3336
[48 empty] | 8645 | 251.1 | 100.8563 | 214.55 | 206.0476 | 13.4754 | 315.35 | 773.4545 | 91.7087 | 248.2944 | 374.5473 | 141.3336
[48 empty] | 8646 | 251.1 | 100.8563 | 214.55 | 206.0476 | 13.4754 | 315.35 | 773.4545 | 91.7087 | 248.2944 | 374.5473 | 141.3336
[48 empty] | 8647 | 251.1 | 100.8563 | 214.55 | 206.0476 | 13.4754 | 315.35 | 773.4545 | 91.7087 | 248.2944 | 374.5473 | 141.3336
[48 empty] | 8648 | 251.1 | 100.8563 | 214.55 | 206.0476 | 13.4754 | 315.35 | 773.4545 | 91.7087 | 248.2944 | 374.5473 | 141.3336
[48 empty] | 8649 | 251.1 | 100.8563 | 214.55 | 206.0476 | 13.4754 | 315.35 | 773.4545 | 91.7087 | 248.2944 | 374.5473 | 141.3336
[48 empty] | 8650 | 251.1 | 100.8563 | 214.55 | 206.0476 | 13.4754 | 315.35 | 773.4545 | 91.7087 | 248.2944 | 374.5473 | 141.3336
[48 empty] | 8651 | 251.1 | 100.8563 | 214.55 | 206.0476 | 13.4754 | 315.35 | 773.4545 | 91.7087 | 248.2944 | 374.5473 | 141.3336
[48 empty] | 8652 | 251.1 | 100.8563 | 214.55 | 206.0476 | 13.4754 | 315.35 | 773.4545 | 91.7087 | 248.2944 | 374.5473 | 141.3336
[48 empty] | 8653 | 251.1 | 100.8563 | 214.55 | 206.0476 | 13.4754 | 315.35 | 773.4545 | 91.7087 | 248.2944 | 374.5473 | 141.3336
[48 empty] | 8654 | 251.1 | 100.8563 | 214.55 | 206.0476 | 13.4754 | 315.35 | 773.4545 | 91.7087 | 248.2944 | 374.5473 | 141.3336
[48 empty] | 8655 | 251.1 | 100.8563 | 214.55 | 206.0476 | 13.4754 | 315.35 | 773.4545 | 91.7087 | 248.2944 | 374.5473 | 141.3336
[48 empty] | 8656 | 251.1 | 100.8563 | 214.55 | 206.0476 | 13.4754 | 315.35 | 773.4545 | 91.7087 | 248.2944 | 374.5473 | 141.3336
[48 empty] | 8657 | 251.1 | 100.8563 | 214.55 | 206.0476 | 13.4754 | 315.35 | 773.4545 | 91.7087 | 248.2944 | 374.5473 | 141.3336
[48 empty] | 8658 | 251.1 | 100.8563 | 214.55 | 206.0476 | 13.4754 | 315.35 | 773.4545 | 91.7087 | 248.2944 | 374.5473 | 141.3336
[48 empty] | 8659 | 251.1 | 100.8563 | 214.55 | 206.0476 | 13.4754 | 315.35 | 773.4545 | 91.7087 | 248.2944 | 374.5473 | 141.3336
[48 empty] | 8660 | 251.1 | 100.8563 | 214.55 | 206.0476 | 13.4754 | 315.35 | 773.4545 | 91.7087 | 248.2944 | 374.5473 | 141.3336
[48 empty] | 8661 | 251.1 | 100.8563 | 214.55 | 206.0476 | 13.4754 | 315.35 | 773.4545 | 91.7087 | 248.2944 | 374.5473 | 141.3336
[48 empty] | 8662 | 251.1 | 100.8563 | 214.55 | 206.0476 | 13.4754 | 315.35 | 773.4545 | 91.7087 | 248.2944 | 374.5473 | 141.3336
[48 empty] | 8663 | 251.1 | 100.8563 | 214.55 | 206.0476 | 13.4754 | 315.35 | 773.4545 | 91.7087 | 248.2944 | 374.5473 | 141.3336
[48 empty] | 8664 | 251.1 | 100.8563 | 214.55 | 206.0476 | 13.4754 | 315.35 | 773.4545 | 91.7087 | 248.2944 | 374.5473 | 141.3336
[48 empty] | 8665 | 247.05 | 98.8312 | 212.25 | 202.1429 | 13.1062 | 309.4 | 769.2273 | 89.9775 | 245.2378 | 342.5386 | 139.2001
[48 empty] | 8666 | 247.05 | 98.8312 | 212.25 | 202.1429 | 13.1062 | 309.4 | 769.2273 | 89.9775 | 245.2378 | 342.5386 | 139.2001
[48 empty] | 8667 | 247.05 | 98.8312 | 212.25 | 202.1429 | 13.1062 | 309.4 | 769.2273 | 89.9775 | 245.2378 | 342.5386 | 139.2001
[48 empty] | 8668 | 247.05 | 98.8312 | 212.25 | 202.1429 | 13.1062 | 309.4 | 769.2273 | 89.9775 | 245.2378 | 342.5386 | 139.2001
[48 empty] | 8669 | 247.05 | 98.8312 | 212.25 | 202.1429 | 13.1062 | 309.4 | 769.2273 | 89.9775 | 245.2378 | 342.5386 | 139.2001
[48 empty] | 8670 | 247.05 | 98.8312 | 212.25 | 202.1429 | 13.1062 | 309.4 | 769.2273 | 89.9775 | 245.2378 | 342.5386 | 139.2001
[48 empty] | 8671 | 247.05 | 98.8312 | 212.25 | 202.1429 | 13.1062 | 309.4 | 769.2273 | 89.9775 | 245.2378 | 342.5386 | 139.2001
[48 empty] | 8672 | 247.05 | 98.8312 | 212.25 | 202.1429 | 13.1062 | 309.4 | 769.2273 | 89.9775 | 245.2378 | 342.5386 | 139.2001
[48 empty] | 8673 | 247.05 | 98.8312 | 212.25 | 202.1429 | 13.1062 | 309.4 | 769.2273 | 89.9775 | 245.2378 | 342.5386 | 139.2001
[48 empty] | 8674 | 247.05 | 98.8312 | 212.25 | 202.1429 | 13.1062 | 309.4 | 769.2273 | 89.9775 | 245.2378 | 342.5386 | 139.2001
[48 empty] | 8675 | 247.05 | 98.8312 | 212.25 | 202.1429 | 13.1062 | 309.4 | 769.2273 | 89.9775 | 245.2378 | 342.5386 | 139.2001
[48 empty] | 8676 | 247.05 | 98.8312 | 212.25 | 202.1429 | 13.1062 | 309.4 | 769.2273 | 89.9775 | 245.2378 | 342.5386 | 139.2001
[48 empty] | 8677 | 247.05 | 98.8312 | 212.25 | 202.1429 | 13.1062 | 309.4 | 769.2273 | 89.9775 | 245.2378 | 342.5386 | 139.2001
[48 empty] | 8678 | 247.05 | 98.8312 | 212.25 | 202.1429 | 13.1062 | 309.4 | 769.2273 | 89.9775 | 245.2378 | 342.5386 | 139.2001
[48 empty] | 8679 | 247.05 | 98.8312 | 212.25 | 202.1429 | 13.1062 | 309.4 | 769.2273 | 89.9775 | 245.2378 | 342.5386 | 139.2001
[48 empty] | 8680 | 247.05 | 98.8312 | 212.25 | 202.1429 | 13.1062 | 309.4 | 769.2273 | 89.9775 | 245.2378 | 342.5386 | 139.2001
[48 empty] | 8681 | 247.05 | 98.8312 | 212.25 | 202.1429 | 13.1062 | 309.4 | 769.2273 | 89.9775 | 245.2378 | 342.5386 | 139.2001
[48 empty] | 8682 | 247.05 | 98.8312 | 212.25 | 202.1429 | 13.1062 | 309.4 | 769.2273 | 89.9775 | 245.2378 | 342.5386 | 139.2001
[48 empty] | 8683 | 247.05 | 98.8312 | 212.25 | 202.1429 | 13.1062 | 309.4 | 769.2273 | 89.9775 | 245.2378 | 342.5386 | 139.2001
[48 empty] | 8684 | 247.05 | 98.8312 | 212.25 | 202.1429 | 13.1062 | 309.4 | 769.2273 | 89.9775 | 245.2378 | 342.5386 | 139.2001
[48 empty] | 8685 | 247.05 | 98.8312 | 212.25 | 202.1429 | 13.1062 | 309.4 | 769.2273 | 89.9775 | 245.2378 | 342.5386 | 139.2001
[48 empty] | 8686 | 247.05 | 98.8312 | 212.25 | 202.1429 | 13.1062 | 309.4 | 769.2273 | 89.9775 | 245.2378 | 342.5386 | 139.2001
[48 empty] | 8687 | 247.05 | 98.8312 | 212.25 | 202.1429 | 13.1062 | 309.4 | 769.2273 | 89.9775 | 245.2378 | 342.5386 | 139.2001
[48 empty] | 8688 | 247.05 | 98.8312 | 212.25 | 202.1429 | 13.1062 | 309.4 | 769.2273 | 89.9775 | 245.2378 | 342.5386 | 139.2001
[48 empty] | 8689 | 243.45 | 97.0625 | 210.2 | 198.4762 | 12.67 | 304.15 | 762.4545 | 88.2588 | 250.6893 | 358.9465 | 139.4235
[48 empty] | 8690 | 243.45 | 97.0625 | 210.2 | 198.4762 | 12.67 | 304.15 | 762.4545 | 88.2588 | 250.6893 | 358.9465 | 139.4235
[48 empty] | 8691 | 243.45 | 97.0625 | 210.2 | 198.4762 | 12.67 | 304.15 | 762.4545 | 88.2588 | 250.6893 | 358.9465 | 139.4235
[48 empty] | 8692 | 243.45 | 97.0625 | 210.2 | 198.4762 | 12.67 | 304.15 | 762.4545 | 88.2588 | 250.6893 | 358.9465 | 139.4235
[48 empty] | 8693 | 243.45 | 97.0625 | 210.2 | 198.4762 | 12.67 | 304.15 | 762.4545 | 88.2588 | 250.6893 | 358.9465 | 139.4235
[48 empty] | 8694 | 243.45 | 97.0625 | 210.2 | 198.4762 | 12.67 | 304.15 | 762.4545 | 88.2588 | 250.6893 | 358.9465 | 139.4235
[48 empty] | 8695 | 243.45 | 97.0625 | 210.2 | 198.4762 | 12.67 | 304.15 | 762.4545 | 88.2588 | 250.6893 | 358.9465 | 139.4235
[48 empty] | 8696 | 243.45 | 97.0625 | 210.2 | 198.4762 | 12.67 | 304.15 | 762.4545 | 88.2588 | 250.6893 | 358.9465 | 139.4235
[48 empty] | 8697 | 243.45 | 97.0625 | 210.2 | 198.4762 | 12.67 | 304.15 | 762.4545 | 88.2588 | 250.6893 | 358.9465 | 139.4235
[48 empty] | 8698 | 243.45 | 97.0625 | 210.2 | 198.4762 | 12.67 | 304.15 | 762.4545 | 88.2588 | 250.6893 | 358.9465 | 139.4235
[48 empty] | 8699 | 243.45 | 97.0625 | 210.2 | 198.4762 | 12.67 | 304.15 | 762.4545 | 88.2588 | 250.6893 | 358.9465 | 139.4235
[48 empty] | 8700 | 243.45 | 97.0625 | 210.2 | 198.4762 | 12.67 | 304.15 | 762.4545 | 88.2588 | 250.6893 | 358.9465 | 139.4235
[48 empty] | 8701 | 243.45 | 97.0625 | 210.2 | 198.4762 | 12.67 | 304.15 | 762.4545 | 88.2588 | 250.6893 | 358.9465 | 139.4235
[48 empty] | 8702 | 243.45 | 97.0625 | 210.2 | 198.4762 | 12.67 | 304.15 | 762.4545 | 88.2588 | 250.6893 | 358.9465 | 139.4235
[48 empty] | 8703 | 243.45 | 97.0625 | 210.2 | 198.4762 | 12.67 | 304.15 | 762.4545 | 88.2588 | 250.6893 | 358.9465 | 139.4235
[48 empty] | 8704 | 243.45 | 97.0625 | 210.2 | 198.4762 | 12.67 | 304.15 | 762.4545 | 88.2588 | 250.6893 | 358.9465 | 139.4235
[48 empty] | 8705 | 243.45 | 97.0625 | 210.2 | 198.4762 | 12.67 | 304.15 | 762.4545 | 88.2588 | 250.6893 | 358.9465 | 139.4235
[48 empty] | 8706 | 243.45 | 97.0625 | 210.2 | 198.4762 | 12.67 | 304.15 | 762.4545 | 88.2588 | 250.6893 | 358.9465 | 139.4235
[48 empty] | 8707 | 243.45 | 97.0625 | 210.2 | 198.4762 | 12.67 | 304.15 | 762.4545 | 88.2588 | 250.6893 | 358.9465 | 139.4235
[48 empty] | 8708 | 243.45 | 97.0625 | 210.2 | 198.4762 | 12.67 | 304.15 | 762.4545 | 88.2588 | 250.6893 | 358.9465 | 139.4235
[48 empty] | 8709 | 243.45 | 97.0625 | 210.2 | 198.4762 | 12.67 | 304.15 | 762.4545 | 88.2588 | 250.6893 | 358.9465 | 139.4235
[48 empty] | 8710 | 243.45 | 97.0625 | 210.2 | 198.4762 | 12.67 | 304.15 | 762.4545 | 88.2588 | 250.6893 | 358.9465 | 139.4235
[48 empty] | 8711 | 243.45 | 97.0625 | 210.2 | 198.4762 | 12.67 | 304.15 | 762.4545 | 88.2588 | 250.6893 | 358.9465 | 139.4235
[48 empty] | 8712 | 243.45 | 97.0625 | 210.2 | 198.4762 | 12.67 | 304.15 | 762.4545 | 88.2588 | 250.6893 | 358.9465 | 139.4235
[48 empty] | 8713 | 239.35 | 95.4813 | 207.8 | 194.8571 | 12.3423 | 299.1 | 758.5909 | 86.4838 | 250.759 | 352.4249 | 137.9962
[48 empty] | 8714 | 239.35 | 95.4813 | 207.8 | 194.8571 | 12.3423 | 299.1 | 758.5909 | 86.4838 | 250.759 | 352.4249 | 137.9962
[48 empty] | 8715 | 239.35 | 95.4813 | 207.8 | 194.8571 | 12.3423 | 299.1 | 758.5909 | 86.4838 | 250.759 | 352.4249 | 137.9962
[48 empty] | 8716 | 239.35 | 95.4813 | 207.8 | 194.8571 | 12.3423 | 299.1 | 758.5909 | 86.4838 | 250.759 | 352.4249 | 137.9962
[48 empty] | 8717 | 239.35 | 95.4813 | 207.8 | 194.8571 | 12.3423 | 299.1 | 758.5909 | 86.4838 | 250.759 | 352.4249 | 137.9962
[48 empty] | 8718 | 239.35 | 95.4813 | 207.8 | 194.8571 | 12.3423 | 299.1 | 758.5909 | 86.4838 | 250.759 | 352.4249 | 137.9962
[48 empty] | 8719 | 239.35 | 95.4813 | 207.8 | 194.8571 | 12.3423 | 299.1 | 758.5909 | 86.4838 | 250.759 | 352.4249 | 137.9962
[48 empty] | 8720 | 239.35 | 95.4813 | 207.8 | 194.8571 | 12.3423 | 299.1 | 758.5909 | 86.4838 | 250.759 | 352.4249 | 137.9962
[48 empty] | 8721 | 239.35 | 95.4813 | 207.8 | 194.8571 | 12.3423 | 299.1 | 758.5909 | 86.4838 | 250.759 | 352.4249 | 137.9962
[48 empty] | 8722 | 239.35 | 95.4813 | 207.8 | 194.8571 | 12.3423 | 299.1 | 758.5909 | 86.4838 | 250.759 | 352.4249 | 137.9962
[48 empty] | 8723 | 239.35 | 95.4813 | 207.8 | 194.8571 | 12.3423 | 299.1 | 758.5909 | 86.4838 | 250.759 | 352.4249 | 137.9962
[48 empty] | 8724 | 239.35 | 95.4813 | 207.8 | 194.8571 | 12.3423 | 299.1 | 758.5909 | 86.4838 | 250.759 | 352.4249 | 137.9962
[48 empty] | 8725 | 239.35 | 95.4813 | 207.8 | 194.8571 | 12.3423 | 299.1 | 758.5909 | 86.4838 | 250.759 | 352.4249 | 137.9962
[48 empty] | 8726 | 239.35 | 95.4813 | 207.8 | 194.8571 | 12.3423 | 299.1 | 758.5909 | 86.4838 | 250.759 | 352.4249 | 137.9962
[48 empty] | 8727 | 239.35 | 95.4813 | 207.8 | 194.8571 | 12.3423 | 299.1 | 758.5909 | 86.4838 | 250.759 | 352.4249 | 137.9962
[48 empty] | 8728 | 239.35 | 95.4813 | 207.8 | 194.8571 | 12.3423 | 299.1 | 758.5909 | 86.4838 | 250.759 | 352.4249 | 137.9962
[48 empty] | 8729 | 239.35 | 95.4813 | 207.8 | 194.8571 | 12.3423 | 299.1 | 758.5909 | 86.4838 | 250.759 | 352.4249 | 137.9962
[48 empty] | 8730 | 239.35 | 95.4813 | 207.8 | 194.8571 | 12.3423 | 299.1 | 758.5909 | 86.4838 | 250.759 | 352.4249 | 137.9962
[48 empty] | 8731 | 239.35 | 95.4813 | 207.8 | 194.8571 | 12.3423 | 299.1 | 758.5909 | 86.4838 | 250.759 | 352.4249 | 137.9962
[48 empty] | 8732 | 239.35 | 95.4813 | 207.8 | 194.8571 | 12.3423 | 299.1 | 758.5909 | 86.4838 | 250.759 | 352.4249 | 137.9962
[48 empty] | 8733 | 239.35 | 95.4813 | 207.8 | 194.8571 | 12.3423 | 299.1 | 758.5909 | 86.4838 | 250.759 | 352.4249 | 137.9962
[48 empty] | 8734 | 239.35 | 95.4813 | 207.8 | 194.8571 | 12.3423 | 299.1 | 758.5909 | 86.4838 | 250.759 | 352.4249 | 137.9962
[48 empty] | 8735 | 239.35 | 95.4813 | 207.8 | 194.8571 | 12.3423 | 299.1 | 758.5909 | 86.4838 | 250.759 | 352.4249 | 137.9962
[48 empty] | 8736 | 239.35 | 95.4813 | 207.8 | 194.8571 | 12.3423 | 299.1 | 758.5909 | 86.4838 | 250.759 | 352.4249 | 137.9962
[48 empty] | 8737 | 235.6 | 93.6625 | 205.6 | 191.8571 | 12.0177 | 294 | 755.7727 | 84.8625 | 242.1967 | 333.0452 | 135.1572
[48 empty] | 8738 | 235.6 | 93.6625 | 205.6 | 191.8571 | 12.0177 | 294 | 755.7727 | 84.8625 | 242.1967 | 333.0452 | 135.1572
[48 empty] | 8739 | 235.6 | 93.6625 | 205.6 | 191.8571 | 12.0177 | 294 | 755.7727 | 84.8625 | 242.1967 | 333.0452 | 135.1572
[48 empty] | 8740 | 235.6 | 93.6625 | 205.6 | 191.8571 | 12.0177 | 294 | 755.7727 | 84.8625 | 242.1967 | 333.0452 | 135.1572
[48 empty] | 8741 | 235.6 | 93.6625 | 205.6 | 191.8571 | 12.0177 | 294 | 755.7727 | 84.8625 | 242.1967 | 333.0452 | 135.1572
[48 empty] | 8742 | 235.6 | 93.6625 | 205.6 | 191.8571 | 12.0177 | 294 | 755.7727 | 84.8625 | 242.1967 | 333.0452 | 135.1572
[48 empty] | 8743 | 235.6 | 93.6625 | 205.6 | 191.8571 | 12.0177 | 294 | 755.7727 | 84.8625 | 242.1967 | 333.0452 | 135.1572
[48 empty] | 8744 | 235.6 | 93.6625 | 205.6 | 191.8571 | 12.0177 | 294 | 755.7727 | 84.8625 | 242.1967 | 333.0452 | 135.1572
[48 empty] | 8745 | 235.6 | 93.6625 | 205.6 | 191.8571 | 12.0177 | 294 | 755.7727 | 84.8625 | 242.1967 | 333.0452 | 135.1572
[48 empty] | 8746 | 235.6 | 93.6625 | 205.6 | 191.8571 | 12.0177 | 294 | 755.7727 | 84.8625 | 242.1967 | 333.0452 | 135.1572
[48 empty] | 8747 | 235.6 | 93.6625 | 205.6 | 191.8571 | 12.0177 | 294 | 755.7727 | 84.8625 | 242.1967 | 333.0452 | 135.1572
[48 empty] | 8748 | 235.6 | 93.6625 | 205.6 | 191.8571 | 12.0177 | 294 | 755.7727 | 84.8625 | 242.1967 | 333.0452 | 135.1572
[48 empty] | 8749 | 235.6 | 93.6625 | 205.6 | 191.8571 | 12.0177 | 294 | 755.7727 | 84.8625 | 242.1967 | 333.0452 | 135.1572
[48 empty] | 8750 | 235.6 | 93.6625 | 205.6 | 191.8571 | 12.0177 | 294 | 755.7727 | 84.8625 | 242.1967 | 333.0452 | 135.1572
[48 empty] | 8751 | 235.6 | 93.6625 | 205.6 | 191.8571 | 12.0177 | 294 | 755.7727 | 84.8625 | 242.1967 | 333.0452 | 135.1572
[48 empty] | 8752 | 235.6 | 93.6625 | 205.6 | 191.8571 | 12.0177 | 294 | 755.7727 | 84.8625 | 242.1967 | 333.0452 | 135.1572
[48 empty] | 8753 | 235.6 | 93.6625 | 205.6 | 191.8571 | 12.0177 | 294 | 755.7727 | 84.8625 | 242.1967 | 333.0452 | 135.1572
[48 empty] | 8754 | 235.6 | 93.6625 | 205.6 | 191.8571 | 12.0177 | 294 | 755.7727 | 84.8625 | 242.1967 | 333.0452 | 135.1572
[48 empty] | 8755 | 235.6 | 93.6625 | 205.6 | 191.8571 | 12.0177 | 294 | 755.7727 | 84.8625 | 242.1967 | 333.0452 | 135.1572
[48 empty] | 8756 | 235.6 | 93.6625 | 205.6 | 191.8571 | 12.0177 | 294 | 755.7727 | 84.8625 | 242.1967 | 333.0452 | 135.1572
[48 empty] | 8757 | 235.6 | 93.6625 | 205.6 | 191.8571 | 12.0177 | 294 | 755.7727 | 84.8625 | 242.1967 | 333.0452 | 135.1572
[48 empty] | 8758 | 235.6 | 93.6625 | 205.6 | 191.8571 | 12.0177 | 294 | 755.7727 | 84.8625 | 242.1967 | 333.0452 | 135.1572
[48 empty] | 8759 | 235.6 | 93.6625 | 205.6 | 191.8571 | 12.0177 | 294 | 755.7727 | 84.8625 | 242.1967 | 333.0452 | 135.1572
[48 empty] | 8760 | 235.6 | 93.6625 | 205.6 | 191.8571 | 12.0177 | 294 | 755.7727 | 84.8625 | 242.1967 | 333.0452 | 135.1572
Note on AZ1: Richard Hendriks: Keep this table separate
Note on J2: [Threaded comment] Your version of Excel allows you to read this threaded comment; however, any edits to it will get removed if the file is opened in a newer version of Excel. Learn more: https://go.microsoft.com/fwlink/?linkid=870924 Comment: This column was required due to HQ method for determining effective capacity.

## HydroRenewals
QB | HYDROELECTRIC RENEWAL |  | EXISTING DESIGN | [7 empty] | RENEWAL | [14 empty] | COSTS |  | 1.77% | 1.05 |  |  | 7% | 70
| Existing Project Name | Owner | Generation Type | Installed Capacity |  | Dependable Capacity |  | Annual Average Energy Plant | Existing #units | Start Year | Renewal Project Name | Renewal Project Code | Location | Latitude | Longitude | Connecting Node Name | Connecting Node Code | Connecting Voltage | COPPER Balancing Area | Distance to Market Grid | Generation Type | Generation Type - COPPER | Additional Installed Capacity | Additional Dependable Capacity | Additional Annual Energy | Total Capital Cost | Total Capital Cost | Capital Overhead | Interest During Construction | Implementation Costs | Project Definition Costs | Total Project Cost | Annualized Project Cost | Annualized Project Cost per kW | Fixed Cost Existing Project | Fixed Cost Renewed Project | Fixed O&M | Variable Cost | Water Rentals | Variable O&M | Unit Capacity Cost | Unit Energy Cost | Construction Time | Development Time | Notes
|  |  |  | (MW) |  | (MW) |  | (GWh/year) | [5 empty] | dd.dddd | dd.dddd |  |  |  |  | (km) |  |  | (MW) | (MW) | (GWh/year) | ($2017M) | ($2018M) | ($M) | ($M) | ($M) | ($M) | ($M) | ($M/year) | ($/kW-year) | ($/year) | ($/year) | ($/MW-year) | ($/MWh) | ($/MWh) | ($/MWh) | ($/kW-year) | ($/MWh) | (years) | (years)
| Sainte-Marguerite-3 | Hydro-Quebec Production | hydro_monthly | 882 | 98.1% | 865.242 | 65% | 5022.108 | 2 | 2003 | Sainte-Margeurite-3 Unit 3 | RN_SM3_03 | Sainte-Marguerite | 50.7128 | -66.7814 | Arnaud | QB_ARN_SUB | 315 | Quebec.b | 0 | hydro_monthly | hydro_monthly | 440 | 440 | 0 |  | 700 | 12.39 | 114.2549 | 826.6449 | 18.182 | 844.827 | 59.6613 | 135.5938 | 10419847.5365 | 12541825.6421 | 4822.6775 | 1.3673 | 4.01 | 5.3773 |  |  | 5 | 8
General Notes:
Unless already included in total capital costs, a distance of 25 km is added to distance to market grid to account for potential grid interconnection costs
Assume installed capacity of hydroelectric renewals is all dependable capacity, though this should be verified with new studies.
Assume hydro_daily and hydro_monthly generation has dependable capacity equal to installed capacity
Total Capital Costs include contingency and project management costs, but exclude IDC, corporate overhead, future inflation and transmission costs
Assume a Capital Overhead rate of 1.77% of total capital costs (inclusive of contingencies, as they are above) based on BC Hydro rate
Assume IDC rate of 5% each year
Assume Project Definition costs using regression curve found in the CA-Inventory dataset
Assume hydroelectric, greenfield and pumped storage facilities have an economic life of 70 years
Assume a discount rate of 7% each year
Fixed O&M and variable costs estimated using regression curves found in the CA-Inventory dataset

## HydroGreenfield
QB | HYDROELECTRIC GREENFIELD | [10 empty] | DESIGN | [5 empty] | COSTS |  | 1.77% | 1.05 |  |  | 7% | 70
| Project Name | Short Name | Owner | Location (River) | Latitude | Longitude | COPPER Balancing Area | Distance to Market Grid | Connecting Node Name | Connecting Node Code | Substation Voltage | Generation Type | Installed Capacity | Effective Capacity | Average Annual Energy - Plant | Capacity Factor | # of units | Total Capital Cost | Total Capital Cost | Capital Overhead | Interest During Construction | Implementation Costs | Project Definition Costs | Total Project Cost | Annualized Project Cost | Annualized Project Cost per kW | Fixed O&M | Variable Cost | Water Rentals | Variable O&M | Construction Time | Development Time | Notes
[8 empty] | (km) |  |  | (kV) |  | (MW) | (MW) | (GWh/year) | (%) |  | ($2013M) | ($2018M) | ($2018M) | ($2018M) | ($2018M) | ($2018M) | ($2018M) | ($M/year) | ($/kW-year) | ($/MW-year) | ($/MWh) | ($/MWh) | ($/MWh) | (years) | (years)
| Petit-Mécantina | GF_PMC | Hydro Québec Production | Petit-Mécantina | 50.6765 | 59.6016 | Quebec.b | 200 | Romaine-1 | QB_RM1_SUB | 315 | hydro_monthly | 1200 | 1200 | 5500 | 52.32% |  |  | 6500 | 115.05 | 1675.728 | 8290.778 | 434.3881 | 8725.1661 | 616.1671 | 513.4726 | 9998.17 | 0.93104 | 4.01 | 4.941 | 8 | 15 | Romaine 1550 MW @7.5B; Site C 1132 MW @8.0B - total capital, before transmission
| Magpie Complex | GF_MGP | Hydro Québec Production | Magpie | 50.7358 | 64.597 | Quebec.b | 200 | Arnaud | QB_ARN_SUB | 315 | hydro_monthly | 850 | 850 | 3800 | 51.03% |  |  | 5000 | 88.5 | 1289.0216 | 6377.5216 | 363.5622 | 6741.0838 | 476.0521 | 560.0614 | 12052.9039 | 1.0625 | 4.01 | 5.0725 | 8 | 15 | Muskrat Falls 824MW @5.5B; Keeyask 695 MW @ 6.5B - total capital, before transmission
| Tabaret | GF_TBR | Hydro Québec Production | Tabaret | 46.7108 | 79.0984 | Quebec.b | 50 | Lorrainville | QB_LRV_SUB | 120 | hydro_daily | 130 | 130 | 600 | 52.69% |  |  | 600 | 10.62 | 97.9328 | 708.5528 | 81.8833 | 790.4361 | 55.8202 | 429.3863 | 33348.742 | 2.181 | 4.01 | 6.191 | 5 | 8 | ROR_150-160_LM 129 MW @580M; ROR_180-190_LM 103 MW @ 640M - total capital, before transmission
Specific Notes:
Capital costs estimated based on costs of similar projects of similar size and complexity
General Notes:
Unless already included in total capital costs, a distance of 25 km is added to distance to market grid to account for potential grid interconnection costs
Assume installed capacity of hydroelectric renewals is all dependable capacity, though this should be verified with new studies.
Assume hydro_daily and hydro_monthly generation has dependable capacity equal to installed capacity
Total Capital Costs include contingency and project management costs, but exclude IDC, corporate overhead, future inflation and transmission costs
Assume a Capital Overhead rate of 1.77% of total capital costs (inclusive of contingencies, as they are above) based on BC Hydro rate
Assume IDC rate of 5% each year
Assume Project Definition costs using regression curve found in the CA-Inventory dataset
Assume hydroelectric, greenfield and pumped storage facilities have an economic life of 70 years
Assume a discount rate of 7% each year
Fixed O&M and variable costs estimated using regression curves found in the CA-Inventory dataset

## HydroPS
QB | HYDROELECTRIC PUIMPED STORAGE | [15 empty] | Existing Design | [8 empty] | Reservoir Design | [13 empty] | Costs | 1.77% | 1.06 |  |  | 7% | 70
| Pumped Storage Project | Project Code | Owner | Location | Latitude | Longitude | COPPER Balancing Area | Connecting Node Name | Connecting Node Code | Connecting Voltage | Distance to Market Grid | Generation Type | Generation Type - COPPER | Additional Installed Capacity | Additional Dependable Capacity | Estimated Round Trip Efficiency | Existing Project Name | Generation Type | Installed Capacity | Capacity Adjustment | Effective Capacity | Capacity Factor | Annual Average Energy - Plant | Existing #units | Start Year | Salt/Fresh | Reservoir Types | Reservoir Storage | Storage Requirement | Gross Head | Penstock | H/L Ratio | Design Flow (Generation) | Design Flow (Pumping) | Turbine Type | Pump Type | Generation Duration at Peak Output | Efficient Pumping Capacity Duration | Total Footprint | Total Capital Cost | Capital Overhead | Interest During Construction | Implementation Costs | Project Definition Costs | Total Project Cost | Annualized Project Cost | Annualized Project Cost per kW | Fixed O&M | Variable Cost | Water Rentals | Variable O&M | Unit Cost of Capacity | Unit Cost of Stored Energy | Levelized Cost | Construction Time | Development Time | Notes
[5 empty] | dd.dddd | dd.dddd |  |  |  | (kV) | (km) |  |  | (MW) | (MW) |  |  |  | (MW) | (%) | (MW) | (%) | (GWh/year) |  |  |  |  | (m3) | (MWh) | (m) | (m) | (%) | (m3/s) | (m3/s) |  |  | (h) | (h) | (ha) | ($2018M) | ($2018M) | ($2018M) | ($2018M) | ($2018M) | ($2018M) | ($M/year) | ($/kW-year) | ($/MW-year) | ($/MWh) | ($/MWh) | ($/MWh) | ($2018/MW) | ($2018/MWh) | ($2018/kW-year) | (years) | (years)
General Notes:
Unless already included in total capital costs, a distance of 25 km is added to distance to market grid to account for potential grid interconnection costs
Assume installed capacity of hydroelectric renewals is all dependable capacity, though this should be verified with new studies.
Assume hydro_daily and hydro_monthly generation has dependable capacity equal to installed capacity
Total Capital Costs include contingency and project management costs, but exclude IDC, corporate overhead, future inflation and transmission costs
Assume a Capital Overhead rate of 1.77% of total capital costs (inclusive of contingencies, as they are above) based on BC Hydro rate
Assume IDC rate of 5% each year
Assume Project Definition costs using regression curve found in the CA-Inventory dataset
Assume hydroelectric, greenfield and pumped storage facilities have an economic life of 70 years
Assume a discount rate of 7% each year
Fixed O&M and variable costs estimated using regression curves found in the CA-Inventory dataset

## Transmission
QB | EXISTING TRANSMISSION
| Circuit ID | Owner | Operating Region | Number of Circuits | Current | Length | Length | Voltage | Reactance | Smax | Summer Ampacity | Winter Ampacity | Summer Rating | Winter Rating | Power Factor | Summer Capacity | Winter Capacity | Starting Node Name | Starting Node Code | Ending Node Name | Ending Node Code | Other References | Notes | Line Count
[5 empty] | (ad/dc) | (km) | (miles) | (kV) | (ohm) |  | (A) | (A) | (MVA) | (MVA) |  | (MW) | (MW)
| L3017 | HQT | Québec | 1 | ac | 1.33 | 0.82099 | 315 | 0.60281 | 3 | [5 empty] | 793.8 | 960.2419 | Bout-de-l'Île | QB_BDI_DSS | Jean-R Marcotte | QB_JRM_ISS | Englobe. 2016.Construction d'un poste à 325-25 kV à la station d'épuration des eaux usées Jean-R. Marcotte - Étude d'impact sur l'environnement: Rapport principal et annexes. | Line name assumed. | 818
| L3039 | HQT | Québec | 1 | ac | 3.42 | 2.1111 | 315 | 1.5501 | 3 | [5 empty] | 793.8 | 960.2419 | Normand | QB_NRM_DSS | Lac Bloom | QB_LBM_ISS | Genivar. 2011. SEC Mine de far du Lac Bloom - Étude d'impact sur l'environnement et le milieu social: Construction d'un poste de transformation électrique de 315 kV. |  | 840
| L3039 | HQT | Québec | 1 | ac | 143.64 | 88.6667 | 315 | 65.1035 | 2.202 | [5 empty] | 582.65 | 704.8185 | Lac Bloom | QB_LBM_ISS | Montagnais | QB_MTG_TSS | Genivar. 2011. SEC Mine de far du Lac Bloom - Étude d'impact sur l'environnement et le milieu social: Construction d'un poste de transformation électrique de 315 kV. |  | 841
| L3189 | HQT | Québec | 1 | ac | 79.8 | 49.2593 | 315 | 36.1686 | 3 | [5 empty] | 793.8 | 960.2419 | Sarcelle | QB_SRC_GSS | Eastmain-1 | QB_EM1_GSS | Hydro Québec Production. 2015. Carte routière Eeyou Istchee Baie-James. |  | 977
| L3170 | HQT | Québec | 1 | ac | 5.7 | 3.5185 | 315 | 2.5835 | 3 | [5 empty] | 793.8 | 960.2419 | Nikamo | QB_NIK_SWS | Laforge-1 | QB_LF1_GSS | Hydro Québec TransÉnergie. 2001. Rapport Annuel 2001 Du Transporteur. |  | 971
| L3171 | HQT | Québec | 1 | ac | 5.7 | 3.5185 | 315 | 2.5835 | 3 | [5 empty] | 793.8 | 960.2419 | Nikamo | QB_NIK_SWS | Laforge-1 | QB_LF1_GSS | Hydro Québec TransÉnergie. 2001. Rapport Annuel 2001 Du Transporteur. |  | 972
| L3027 | HQT | Québec | 1 | ac | 9.12 | 5.6296 | 315 | 4.1336 | 3 | [5 empty] | 793.8 | 960.2419 | Manic-3 | QB_MC3_GSS | Micoua | QB_MIC_TSS | Hydro Québec TransÉnergie. 2002. Ligne à 315 kV Toulnustouc-Micoua - Résumé de l'étude d'impact dur l'environnement. |  | 830
| L3028 | HQT | Québec | 1 | ac | 9.12 | 5.6296 | 315 | 4.1336 | 3 | [5 empty] | 793.8 | 960.2419 | Manic-3 | QB_MC3_GSS | Micoua | QB_MIC_TSS | Hydro Québec TransÉnergie. 2002. Ligne à 315 kV Toulnustouc-Micoua - Résumé de l'étude d'impact dur l'environnement. |  | 831
| L1356 | HQT | Québec | 1 | ac | 17.1 | 10.5556 | 120 | 7.1942 | 3 | [5 empty] | 107.196 | 118.0328 | Sainte-Agathe-des-Monts | QB_SAG_DSS | Mont Tremblant | QB_MTB_DSS | Hydro Québec TransÉnergie. 2007. Project du Transporteur visant l'ajout d'un nouveau poste Mont-Tremblant à 120-25 kV et de deux nouvelles lignes d'alimentation à 120 kV (Demande R-3651-2007). |  | 351
| L1356 | HQT | Québec | 1 | ac | 11.4 | 7.037 | 120 | 4.7961 | 3 | [5 empty] | 107.196 | 118.0328 | Mont Tremblant | QB_MTB_DSS | Ouimet | QB_OMT_DSS | Hydro Québec TransÉnergie. 2007. Project du Transporteur visant l'ajout d'un nouveau poste Mont-Tremblant à 120-25 kV et de deux nouvelles lignes d'alimentation à 120 kV (Demande R-3651-2007). |  | 352
| L1357 | HQT | Québec | 1 | ac | 17.1 | 10.5556 | 120 | 7.1942 | 3 | [5 empty] | 107.196 | 118.0328 | Sainte-Agathe-des-Monts | QB_SAG_DSS | Mont Tremblant | QB_MTB_DSS | Hydro Québec TransÉnergie. 2007. Project du Transporteur visant l'ajout d'un nouveau poste Mont-Tremblant à 120-25 kV et de deux nouvelles lignes d'alimentation à 120 kV (Demande R-3651-2007). |  | 356
| L1357 | HQT | Québec | 1 | ac | 11.4 | 7.037 | 120 | 4.7961 | 3 | [5 empty] | 107.196 | 118.0328 | Mont Tremblant | QB_MTB_DSS | Ouimet | QB_OMT_DSS | Hydro Québec TransÉnergie. 2007. Project du Transporteur visant l'ajout d'un nouveau poste Mont-Tremblant à 120-25 kV et de deux nouvelles lignes d'alimentation à 120 kV (Demande R-3651-2007). |  | 357
| L1440 | HQT | Québec | 1 | ac | 4 | 2.5 | 120 | 1.6829 | 3 | [5 empty] | 107.196 | 118.0328 | Rivière-du-Loup | QB_RDL_TSS | F.F. Soucy S.E.C. | QB_FFS_ISS | Hydro Québec TransÉnergie. 2007. Réponses du Transporteur à la demande de renseignement No 1 de SÉ/AQLPA (Demande R-3631-2007). |  | 486
| L1440 | HQT | Québec | 1 | ac | 4 | 2.5 | 120 | 1.6829 | 3 | [5 empty] | 107.196 | 118.0328 | F.F. Soucy S.E.C. | QB_FFS_ISS | Grand-Portage | QB_GPG_DSS | Hydro Québec TransÉnergie. 2007. Réponses du Transporteur à la demande de renseignement No 1 de SÉ/AQLPA (Demande R-3631-2007). |  | 487
| L1442 | HQT | Québec | 1 | ac | 7.98 | 4.9259 | 120 | 3.3573 | 3 | [5 empty] | 107.196 | 118.0328 | Rivière-du-Loup | QB_RDL_TSS | Grand-Portage | QB_GPG_DSS | Hydro Québec TransÉnergie. 2007. Réponses du Transporteur à la demande de renseignement No 1 de SÉ/AQLPA (Demande R-3631-2007). |  | 489
| L1448 | HQT | Québec | 1 | ac | 34.2 | 21.1111 | 120 | 14.3884 | 3 | [5 empty] | 107.196 | 118.0328 | Rivière-du-Loup | QB_RDL_TSS | Sully JCT | QB_SLY_JCT | Hydro Québec TransÉnergie. 2007. Réponses du Transporteur à la demande de renseignement No 1 de SÉ/AQLPA (Demande R-3631-2007). |  | 493
| L1448 | HQT | Québec | 1 | ac | 17.1 | 10.5556 | 120 | 7.1942 | 3 | [5 empty] | 107.196 | 118.0328 | Sully JCT | QB_SLY_JCT | Cabano | QB_CAB_DSS | Hydro Québec TransÉnergie. 2007. Réponses du Transporteur à la demande de renseignement No 1 de SÉ/AQLPA (Demande R-3631-2007). |  | 494
| L1448 | HQT | Québec | 1 | ac | 28.5 | 17.5926 | 120 | 11.9904 | 3 | [5 empty] | 107.196 | 118.0328 | Cabano | QB_CAB_DSS | Squatec | QB_SQU_DSS | Hydro Québec TransÉnergie. 2007. Réponses du Transporteur à la demande de renseignement No 1 de SÉ/AQLPA (Demande R-3631-2007). |  | 495
| L1449 | HQT | Québec | 1 | ac | 51.3 | 31.7 | 120 | 21.5826 | 3 | [5 empty] | 107.196 | 118.0328 | Rivière-du-Loup | QB_RDL_TSS | Cabano | QB_CAB_DSS | Hydro Québec TransÉnergie. 2007. Réponses du Transporteur à la demande de renseignement No 1 de SÉ/AQLPA (Demande R-3631-2007). |  | 496
| L1451 | HQT | Québec | 1 | ac | 28.5 | 17.5926 | 120 | 11.9904 | 3 | [5 empty] | 107.196 | 118.0328 | Sully JCT | QB_SLY_JCT | Sully | QB_SLY_DSS | Hydro Québec TransÉnergie. 2007. Réponses du Transporteur à la demande de renseignement No 1 de SÉ/AQLPA (Demande R-3631-2007). |  | 499
| L1454 | HQT | Québec | 1 | ac | 22 | 13.5802 | 120 | 9.2557 | 3 | [5 empty] | 107.196 | 118.0328 | Les Boules | QB_LBS_TSS | Sayabec | QB_SYB_DSS | Hydro Québec TransÉnergie. 2007. Réponses du Transporteur à la demande de renseignement No 1 de SÉ/AQLPA (Demande R-3631-2007). |  | 500
| L1455 | HQT | Québec | 1 | ac | 0.8 | 0.49383 | 120 | 0.33657 | 3 | [5 empty] | 107.196 | 118.0328 | Sayabec | QB_SYB_DSS | Uniboard Canada Inc | QB_UCI_ISS | Hydro Québec TransÉnergie. 2007. Réponses du Transporteur à la demande de renseignement No 1 de SÉ/AQLPA (Demande R-3631-2007). |  | 501
| L1455 | HQT | Québec | 1 | ac | 17.1 | 10.5556 | 120 | 7.1942 | 3 | [5 empty] | 107.196 | 118.0328 | Uniboard Canada Inc | QB_UCI_ISS | Amqui | QB_AMQ_DSS | Hydro Québec TransÉnergie. 2007. Réponses du Transporteur à la demande de renseignement No 1 de SÉ/AQLPA (Demande R-3631-2007). |  | 502
| L1455 | HQT | Québec | 1 | ac | 22.8 | 14.0741 | 120 | 9.5923 | 3 | [5 empty] | 107.196 | 118.0328 | Les Boules | QB_LBS_TSS | Sayabec | QB_SYB_DSS | Hydro Québec TransÉnergie. 2007. Réponses du Transporteur à la demande de renseignement No 1 de SÉ/AQLPA (Demande R-3631-2007). |  | 503
| L1454 | HQT | Québec | 1 | ac | 17.1 | 10.5556 | 120 | 7.1942 | 3 | [5 empty] | 107.196 | 118.0328 | Sayabec | QB_SYB_DSS | Amqui | QB_AMQ_DSS | Hydro Québec TransÉnergie. 2007. Réponses du Transporteur à la demande de renseignement No 1 de SÉ/AQLPA (Demande R-3631-2007). |  | 504
| L1606 | HQT | Québec | 1 | ac | 7.98 | 4.9259 | 161 | 3.591 | 3 | [5 empty] | 192.9603 | 212.4672 | Micmac | QB_MCM_DSS | Gaspésia | QB_GSA_ISS | Hydro Québec TransÉnergie. 2007. Réponses du Transporteur à la demande de renseignement No 1 de SÉ/AQLPA (Demande R-3631-2007). |  | 552
| L2353 | HQT | Québec | 1 | ac | 7.98 | 4.9259 | 230 | 3.8304 | 3 | [5 empty] | 402 | 435 | Micmac | QB_MCM_DSS | Gaspésia | QB_GSA_ISS | Hydro Québec TransÉnergie. 2007. Réponses du Transporteur à la demande de renseignement No 1 de SÉ/AQLPA (Demande R-3631-2007). |  | 721
| L3006 | HQT | Québec | 1 | ac | 21 | 12.963 | 315 | 9.5181 | 3 | [5 empty] | 793.8 | 960.2419 | Laurentides | QB_LDS_TSS | Anne-Hébert | QB_ANH_DSS | Hydro Québec TransÉnergie. 2008. Poste Anne-Hébert à 315-25 kV - Étude d'impact sur l'environnement: Volume 1 - Rapport principal. |  | 791
| L3068 | HQT | Québec | 1 | ac | 6 | 3.7037 | 315 | 2.7194 | 3 | [5 empty] | 793.8 | 960.2419 | Laurentides | QB_LDS_TSS | Neufchâtel | QB_NEU_DSS | Hydro Québec TransÉnergie. 2008. Poste Anne-Hébert à 315-25 kV - Étude d'impact sur l'environnement: Volume 1 - Rapport principal. |  | 888
| L3088 | HQT | Québec | 1 | ac | 18 | 11.1111 | 315 | 8.1583 | 3 | [5 empty] | 793.8 | 960.2419 | Neufchâtel | QB_NEU_DSS | Anne-Hébert | QB_ANH_DSS | Hydro Québec TransÉnergie. 2008. Poste Anne-Hébert à 315-25 kV - Étude d'impact sur l'environnement: Volume 1 - Rapport principal. |  | 914
| L1625 | HQT | Québec | 1 | ac | 57 | 35.1852 | 161 | 25.65 | 3 | [5 empty] | 192.9603 | 212.4672 | Obalski | QB_OBL_DSS | Waconichi | QB_WCO_DSS | Hydro Québec TransÉnergie. 2008. Poste Waconichi à 161-25 kV et ligne de raccordement à 161 kV - Étude d'impact dur l'environnement. |  | 594
| L1618 | HQT | Québec | 1 | ac | 5.7 | 3.5185 | 161 | 2.565 | 3 | [5 empty] | 192.9603 | 212.4672 | Aluminerie Alouette | QB_ALO_ISS | Laure | QB_LAU_DSS | Hydro Québec TransÉnergie. 2009. Raccordement du complexe de la Romaine - Étude d'impact sur l'environnement. |  | 578
| L1619 | HQT | Québec | 1 | ac | 17.1 | 10.5556 | 161 | 7.695 | 3 | [5 empty] | 192.9603 | 212.4672 | Laure | QB_LAU_DSS | Sept-Îles | QB_STI_DSS | Hydro Québec TransÉnergie. 2009. Raccordement du complexe de la Romaine - Étude d'impact sur l'environnement. |  | 579
| L1619 | HQT | Québec | 1 | ac | 62.7 | 38.7037 | 161 | 28.215 | 3 | [5 empty] | 192.9603 | 212.4672 | Sept-Îles | QB_STI_DSS | Rivière-aux-Bouleaux | QB_RVB_DSS | Hydro Québec TransÉnergie. 2009. Raccordement du complexe de la Romaine - Étude d'impact sur l'environnement. |  | 580
| L1650 | HQT | Québec | 1 | ac | 5.7 | 3.5185 | 161 | 2.565 | 3 | [5 empty] | 192.9603 | 212.4672 | Laure | QB_LAU_DSS | Pointe-Noire | QB_PNE_ISS | Hydro Québec TransÉnergie. 2009. Raccordement du complexe de la Romaine - Étude d'impact sur l'environnement. |  | 634
| L3090 | HQT | Québec | 1 | ac | 74.1 | 45.7407 | 315 | 33.5851 | 3 | [5 empty] | 793.8 | 960.2419 | Rimouski | QB_RIM_TSS | Lac-Alfred | QB_LAD_GSS | Hydro Québec TransÉnergie. 2010. Ligne à 315 kV du parc éolien de Lac Alfred - Étude d'impact sur l'environnement. |  | 917
| L3090 | HQT | Québec | 1 | ac | 51.3 | 31.6667 | 315 | 23.2513 | 3 | [5 empty] | 793.8 | 960.2419 | Lac-Alfred | QB_LAD_GSS | Matapédia | QB_MTP_DSS | Hydro Québec TransÉnergie. 2010. Ligne à 315 kV du parc éolien de Lac Alfred - Étude d'impact sur l'environnement. |  | 918
| L1431 | HQT | Québec | 1 | ac | 21 | 12.963 | 120 | 8.835 | 3 | [5 empty] | 107.196 | 118.0328 | Sainte-Claire | QB_SCL_DSS | Neubois | QB_NBS_DSS | Hydro Québec TransÉnergie. 2010. Poste de Neubois à 120-25 kV et ligne d'alimentation à 120 kV. |  | 470
| L1431 | HQT | Québec | 1 | ac | 21 | 12.963 | 120 | 8.835 | 3 | [5 empty] | 107.196 | 118.0328 | Neubois | QB_NBS_DSS | Sainte-Marie | QB_SMA_DSS | Hydro Québec TransÉnergie. 2010. Poste de Neubois à 120-25 kV et ligne d'alimentation à 120 kV. |  | 471
| L3007 | HQT | Québec | 1 | ac | 5.25 | 3.2407 | 315 | 2.3795 | 3 | [5 empty] | 793.8 | 960.2419 | La Prairie | QB_LPR_TSS | Brossard | QB_BRS_DSS | Hydro Québec TransÉnergie. 2010. Poste de Saint-Bruno-de-Montarville à 315-25 kV - Étude d'impact dur l'environnement. |  | 792
| L3007 | HQT | Québec | 1 | ac | 5.25 | 3.2407 | 315 | 2.3795 | 3 | [5 empty] | 793.8 | 960.2419 | Brossard | QB_BRS_DSS | Saint-Bruno-de-Montarville | QB_SBM_DSS | Hydro Québec TransÉnergie. 2010. Poste de Saint-Bruno-de-Montarville à 315-25 kV - Étude d'impact dur l'environnement. |  | 793
| L3007 | HQT | Québec | 1 | ac | 18.375 | 11.3426 | 315 | 8.3283 | 3 | [5 empty] | 793.8 | 960.2419 | Saint-Bruno-de-Montarville | QB_SBM_DSS | Boucherville | QB_BCH_TSS | Hydro Québec TransÉnergie. 2010. Poste de Saint-Bruno-de-Montarville à 315-25 kV - Étude d'impact dur l'environnement. |  | 794
| L3008 | HQT | Québec | 1 | ac | 5.25 | 3.2407 | 315 | 2.3795 | 3 | [5 empty] | 793.8 | 960.2419 | La Prairie | QB_LPR_TSS | Brossard | QB_BRS_DSS | Hydro Québec TransÉnergie. 2010. Poste de Saint-Bruno-de-Montarville à 315-25 kV - Étude d'impact dur l'environnement. |  | 795
| L3008 | HQT | Québec | 1 | ac | 5.25 | 3.2407 | 315 | 2.3795 | 3 | [5 empty] | 793.8 | 960.2419 | Brossard | QB_BRS_DSS | Saint-Bruno-de-Montarville | QB_SBM_DSS | Hydro Québec TransÉnergie. 2010. Poste de Saint-Bruno-de-Montarville à 315-25 kV - Étude d'impact dur l'environnement. |  | 796
| L3008 | HQT | Québec | 1 | ac | 18.375 | 11.3426 | 315 | 8.3283 | 3 | [5 empty] | 793.8 | 960.2419 | Saint-Bruno-de-Montarville | QB_SBM_DSS | Boucherville | QB_BCH_TSS | Hydro Québec TransÉnergie. 2010. Poste de Saint-Bruno-de-Montarville à 315-25 kV - Étude d'impact dur l'environnement. |  | 797
| L3095 | HQT | Québec | 1 | ac | 79.8 | 49.2593 | 345 | 35.4149 | 3 | [5 empty] | 975 | 1275 | Delisle | QB_DLS_ISS | Rivière-du-Moulin | QB_RDM_GSS | Hydro Québec TransÉnergie. 2011. Ligne à 345 kV du parc éolien de la Rivière-du-Moulin - Étude d'impact dur l'environnement. |  | 925
| L3095 | HQT | Québec | 1 | ac | 136.8 | 84.4444 | 345 | 60.7113 | 2.274 | [5 empty] | 739.053 | 966.4539 | Rivière-du-Moulin | QB_RDM_GSS | Laurentides | QB_LDS_TSS | Hydro Québec TransÉnergie. 2011. Ligne à 345 kV du parc éolien de la Rivière-du-Moulin - Étude d'impact dur l'environnement. |  | 926
| L3016 | HQT | Québec | 1 | ac | 7.875 | 4.8611 | 315 | 3.5693 | 3 | [5 empty] | 793.8 | 960.2419 | Lachenaie | QB_LAC_DSS | Bout-de-l'Île | QB_BDI_DSS | Hydro Québec TransÉnergie. 2011. Ligne à 735 kV reliant le poste de la Chamouchouane au poste du Bout-de-l'Îe - Montréal et Terrebonne. |  | 813
| L7017 | HQT | Québec | 1 | ac | 223.44 | 137.9259 | 735 | 84.9072 | 1.6454 | [5 empty] | 3292.1552 | 3555.5276 | Jacques-Cartier | QB_JQC_TSS | Bout-de-l'Île | QB_BDI_DSS | Hydro Québec TransÉnergie. 2011. Ligne à 735 kV reliant le poste de la Chamouchouane au poste du Bout-de-l'Îe - Montréal et Terrebonne. |  | 1013
| L1179 | HQT | Québec | 1 | ac | 10.5 | 6.4815 | 120 | 4.4175 | 3 | [5 empty] | 107.196 | 118.0328 | Duvernay | QB_DUV_TSS | Mascouche | QB_MAS_DSS | Hydro Québec TransÉnergie. 2011. Ligne de la Mauricie-Lanaudière - Étude d'impact sur l'environnement. |  | 150
| L1179 | HQT | Québec | 1 | ac | 5.25 | 3.2407 | 120 | 2.2087 | 3 | [5 empty] | 107.196 | 118.0328 | Mascouche | QB_MAS_DSS | Pierre-Le Gardeur | QB_PLG_TSS | Hydro Québec TransÉnergie. 2011. Ligne de la Mauricie-Lanaudière - Étude d'impact sur l'environnement. |  | 151
| L1179 | HQT | Québec | 1 | ac | 5.25 | 3.2407 | 120 | 2.2087 | 3 | [5 empty] | 107.196 | 118.0328 | Mascouche | QB_MAS_DSS | Terrebonne | QB_TER_DSS | Hydro Québec TransÉnergie. 2011. Ligne de la Mauricie-Lanaudière - Étude d'impact sur l'environnement. |  | 152
| L1533 | HQT | Québec | 1 | ac | 15.75 | 9.7222 | 120 | 6.6262 | 3 | [5 empty] | 107.196 | 118.0328 | Pierre-Le Gardeur | QB_PLG_TSS | Repetigny | QB_RPT_DSS | Hydro Québec TransÉnergie. 2011. Ligne de la Mauricie-Lanaudière - Étude d'impact sur l'environnement. |  | 540
| L1534 | HQT | Québec | 1 | ac | 15.75 | 9.7222 | 120 | 6.6262 | 3 | [5 empty] | 107.196 | 118.0328 | Pierre-Le Gardeur | QB_PLG_TSS | Repetigny | QB_RPT_DSS | Hydro Québec TransÉnergie. 2011. Ligne de la Mauricie-Lanaudière - Étude d'impact sur l'environnement. |  | 541
| L1535 | HQT | Québec | 1 | ac | 10.5 | 6.4815 | 120 | 4.4175 | 3 | [5 empty] | 107.196 | 118.0328 | Terrebonne | QB_TER_DSS | Pierre-Le Gardeur | QB_PLG_TSS | Hydro Québec TransÉnergie. 2011. Ligne de la Mauricie-Lanaudière - Étude d'impact sur l'environnement. |  | 542
| L3016 | HQT | Québec | 1 | ac | 39.375 | 24.3056 | 315 | 17.8464 | 3 | [5 empty] | 793.8 | 960.2419 | Lanaudière | QB_LND_TSS | Pierre-Le Gardeur | QB_PLG_TSS | Hydro Québec TransÉnergie. 2011. Ligne de la Mauricie-Lanaudière - Étude d'impact sur l'environnement. |  | 811
| L3016 | HQT | Québec | 1 | ac | 7.875 | 4.8611 | 315 | 3.5693 | 3 | [5 empty] | 793.8 | 960.2419 | Pierre-Le Gardeur | QB_PLG_TSS | Lachenaie | QB_LAC_DSS | Hydro Québec TransÉnergie. 2011. Ligne de la Mauricie-Lanaudière - Étude d'impact sur l'environnement. |  | 812
| L3017 | HQT | Québec | 1 | ac | 13.965 | 8.6204 | 315 | 6.3295 | 3 | [5 empty] | 793.8 | 960.2419 | Charland | QB_CLD_DSS | Montréal-Est | QB_MTE_DSS | Hydro Québec TransÉnergie. 2011. Ligne de la Mauricie-Lanaudière - Étude d'impact sur l'environnement. |  | 815
| L3017 | HQT | Québec | 1 | ac | 6.65 | 4.1049 | 315 | 3.0141 | 3 | [5 empty] | 793.8 | 960.2419 | Bourassa | QB_BOU_DSS | Bout-de-l'Île | QB_BDI_DSS | Hydro Québec TransÉnergie. 2011. Ligne de la Mauricie-Lanaudière - Étude d'impact sur l'environnement. | Bourassa and Henri Bourassa treated as single station | 817
| L3017 | HQT | Québec | 1 | ac | 13.965 | 8.6204 | 315 | 6.3295 | 3 | [5 empty] | 793.8 | 960.2419 | Jean-R Marcotte | QB_JRM_ISS | Duvernay | QB_DUV_TSS | Hydro Québec TransÉnergie. 2011. Ligne de la Mauricie-Lanaudière - Étude d'impact sur l'environnement. |  | 819
| L3019 | HQT | Québec | 1 | ac | 7.875 | 4.8611 | 315 | 3.5693 | 3 | [5 empty] | 793.8 | 960.2419 | Lachenaie | QB_LAC_DSS | Bout-de-l'Île | QB_BDI_DSS | Hydro Québec TransÉnergie. 2011. Ligne de la Mauricie-Lanaudière - Étude d'impact sur l'environnement. |  | 820
| L3019 | HQT | Québec | 1 | ac | 3.192 | 1.9704 | 315 | 1.4467 | 3 | [5 empty] | 793.8 | 960.2419 | Bout-de-l'Île | QB_BDI_DSS | Boucherville | QB_BCH_TSS | Hydro Québec TransÉnergie. 2011. Ligne de la Mauricie-Lanaudière - Étude d'impact sur l'environnement. |  | 821
| L3050 | HQT | Québec | 1 | ac | 13.566 | 8.3741 | 315 | 6.1487 | 3 | [5 empty] | 793.8 | 960.2419 | Charland | QB_CLD_DSS | Montréal-Est | QB_MTE_DSS | Hydro Québec TransÉnergie. 2011. Ligne de la Mauricie-Lanaudière - Étude d'impact sur l'environnement. |  | 863
| L3050 | HQT | Québec | 1 | ac | 6.65 | 4.1049 | 315 | 3.0141 | 3 | [5 empty] | 793.8 | 960.2419 | Bourassa | QB_BOU_DSS | Bout-de-l'Île | QB_BDI_DSS | Hydro Québec TransÉnergie. 2011. Ligne de la Mauricie-Lanaudière - Étude d'impact sur l'environnement. | Bourassa and Henri Bourassa treated as single station | 865
| L3050 | HQT | Québec | 1 | ac | 14.364 | 8.8667 | 315 | 6.5104 | 3 | [5 empty] | 793.8 | 960.2419 | Bout-de-l'Île | QB_BDI_DSS | Duvernay | QB_DUV_TSS | Hydro Québec TransÉnergie. 2011. Ligne de la Mauricie-Lanaudière - Étude d'impact sur l'environnement. |  | 866
| L3098 | HQT | Québec | 1 | ac | 7.875 | 4.8611 | 315 | 3.5693 | 3 | [5 empty] | 793.8 | 960.2419 | Lachenaie | QB_LAC_DSS | Bout-de-l'Île | QB_BDI_DSS | Hydro Québec TransÉnergie. 2011. Ligne de la Mauricie-Lanaudière - Étude d'impact sur l'environnement. |  | 928
| L3011 | HQT | Québec | 1 | ac | 102.6 | 63.3333 | 315 | 46.5025 | 2.7491 | [5 empty] | 727.4098 | 879.9312 | Les Basques | QB_BSQ_DSS | Charlevoix | QB_CHX_DSS | Hydro Québec TransÉnergie. 2011. Ligne de raccordement à 315 kV des parcs éoliens de la Seigneurie de Beaupré et ligne de dérivation à 315 kV au poste de Charlevoix - Étude d'impact sur l'environnement. |  | 803
| L3011 | HQT | Québec | 1 | ac | 34.2 | 21.1111 | 315 | 15.5008 | 3 | [5 empty] | 793.8 | 960.2419 | Baie-Saint-Paul | QB_BSP_DSS | Seigneurie de Beaupré | QB_SDB_GSS | Hydro Québec TransÉnergie. 2011. Ligne de raccordement à 315 kV des parcs éoliens de la Seigneurie de Beaupré et ligne de dérivation à 315 kV au poste de Charlevoix - Étude d'impact sur l'environnement. |  | 805
| L3011 | HQT | Québec | 1 | ac | 22.8 | 14.0741 | 315 | 10.3339 | 3 | [5 empty] | 793.8 | 960.2419 | Seigneurie de Beaupré | QB_SDB_GSS | Beaupré | QB_BPR_DSS | Hydro Québec TransÉnergie. 2011. Ligne de raccordement à 315 kV des parcs éoliens de la Seigneurie de Beaupré et ligne de dérivation à 315 kV au poste de Charlevoix - Étude d'impact sur l'environnement. |  | 806
| L7100 | HQT | Québec | 1 | ac | 7.98 | 4.9259 | 735 | 3.0324 | 3 | [5 empty] | 6002.5 | 6482.7 | Outardes | QB_OTD_TSS | Micoua | QB_MIC_TSS | Hydro Québec TransÉnergie. 2011. Poste aux Outardes à 735-315 kV et lignes de raccordement à 735 kV - Étude d'impact dur l'environnement. |  | 1084
| L7101 | HQT | Québec | 1 | ac | 7.98 | 4.9259 | 735 | 3.0324 | 3 | [5 empty] | 6002.5 | 6482.7 | Outardes | QB_OTD_TSS | Micoua | QB_MIC_TSS | Hydro Québec TransÉnergie. 2011. Poste aux Outardes à 735-315 kV et lignes de raccordement à 735 kV - Étude d'impact dur l'environnement. |  | 1085
| L2325 | HQT | Québec | 1 | ac | 216.6 | 133.7037 | 230 | 103.968 | 1.6795 | [5 empty] | 225.05 | 243.5243 | Alma | QB_ALM_DSS | Charlesbourg | QB_CHB_DSS | Hydro Québec TransÉnergie. 2011. Travaux du nouveau poste de Charlesbourg et de son alimentation (Demande R-3761-2011). |  | 679
| L2325 | HQT | Québec | 1 | ac | 9.12 | 5.6296 | 230 | 4.3776 | 3 | [5 empty] | 402 | 435 | Charlesbourg | QB_CHB_DSS | Québec | QB_QBC_TSS | Hydro Québec TransÉnergie. 2011. Travaux du nouveau poste de Charlesbourg et de son alimentation (Demande R-3761-2011). |  | 680
| L3150 | HQT | Québec | 1 | ac | 108.3 | 66.8519 | 315 | 49.086 | 2.6528 | [5 empty] | 701.9293 | 849.108 | Abitibi | QB_ABT_TSS | Waswanipi | QB_WSW_DSS | Hydro Québec TransÉnergie. 2012. Demande relative au projet de construction du nouveau poste de Waswanipi à 315-25 kV et de sa ligne d'alimentation (Demande R-3812-2012). |  | 957
| L3150 | HQT | Québec | 1 | ac | 34.2 | 21.1111 | 315 | 15.5008 | 3 | [5 empty] | 793.8 | 960.2419 | Waswanipi | QB_WSW_DSS | Lebel | QB_LBL_ISS | Hydro Québec TransÉnergie. 2012. Demande relative au projet de construction du nouveau poste de Waswanipi à 315-25 kV et de sa ligne d'alimentation (Demande R-3812-2012). |  | 958
| L3151 | HQT | Québec | 1 | ac | 108.3 | 66.8519 | 315 | 49.086 | 2.6528 | [5 empty] | 701.9293 | 849.108 | Abitibi | QB_ABT_TSS | Waswanipi | QB_WSW_DSS | Hydro Québec TransÉnergie. 2012. Demande relative au projet de construction du nouveau poste de Waswanipi à 315-25 kV et de sa ligne d'alimentation (Demande R-3812-2012). |  | 959
| L3151 | HQT | Québec | 1 | ac | 34.2 | 21.1111 | 315 | 15.5008 | 3 | [5 empty] | 793.8 | 960.2419 | Waswanipi | QB_WSW_DSS | Lebel | QB_LBL_ISS | Hydro Québec TransÉnergie. 2012. Demande relative au projet de construction du nouveau poste de Waswanipi à 315-25 kV et de sa ligne d'alimentation (Demande R-3812-2012). |  | 960
| L3040 | HQT | Québec | 1 | ac | 15.75 | 9.7222 | 315 | 7.1385 | 3 | [5 empty] | 793.8 | 960.2419 | Chomedey | QB_CHO_TSS | Blainville | QB_BLV_DSS | Hydro Québec TransÉnergie. 2012. Poste au nord de Blainville à 315-25 kV et ligne d'alimentation à 315 kV - Étude d'impact sur l'environnement. |  | 842
| L3040 | HQT | Québec | 1 | ac | 13.125 | 8.1019 | 315 | 5.9488 | 3 | [5 empty] | 793.8 | 960.2419 | Blainville | QB_BLV_DSS | Chénier | QB_CHN_TSS | Hydro Québec TransÉnergie. 2012. Poste au nord de Blainville à 315-25 kV et ligne d'alimentation à 315 kV - Étude d'impact sur l'environnement. |  | 843
| L3041 | HQT | Québec | 1 | ac | 15.75 | 9.7222 | 315 | 7.1385 | 3 | [5 empty] | 793.8 | 960.2419 | Chomedey | QB_CHO_TSS | Blainville | QB_BLV_DSS | Hydro Québec TransÉnergie. 2012. Poste au nord de Blainville à 315-25 kV et ligne d'alimentation à 315 kV - Étude d'impact sur l'environnement. |  | 844
| L3041 | HQT | Québec | 1 | ac | 13.125 | 8.1019 | 315 | 5.9488 | 3 | [5 empty] | 793.8 | 960.2419 | Blainville | QB_BLV_DSS | Chénier | QB_CHN_TSS | Hydro Québec TransÉnergie. 2012. Poste au nord de Blainville à 315-25 kV et ligne d'alimentation à 315 kV - Étude d'impact sur l'environnement. |  | 845
| L3104 | HQT | Québec | 1 | ac | 21 | 12.963 | 315 | 9.5181 | 3 | [5 empty] | 793.8 | 960.2419 | Jacques-Cartier | QB_JQC_TSS | Duchesnay | QB_DUC_DSS | Hydro Québec TransÉnergie. 2012. Poste Duchesnay à 315-25 kVet ligne d'alimentation à 315 kV - Étude d'impact sur l'environnement. |  | 934
| L3104 | HQT | Québec | 1 | ac | 15.75 | 9.7222 | 315 | 7.1385 | 3 | [5 empty] | 793.8 | 960.2419 | Duchesnay | QB_DUC_DSS | Laurentides | QB_LDS_TSS | Hydro Québec TransÉnergie. 2012. Poste Duchesnay à 315-25 kVet ligne d'alimentation à 315 kV - Étude d'impact sur l'environnement. |  | 935
| L3105 | HQT | Québec | 1 | ac | 21 | 12.963 | 315 | 9.5181 | 3 | [5 empty] | 793.8 | 960.2419 | Jacques-Cartier | QB_JQC_TSS | Duchesnay | QB_DUC_DSS | Hydro Québec TransÉnergie. 2012. Poste Duchesnay à 315-25 kVet ligne d'alimentation à 315 kV - Étude d'impact sur l'environnement. |  | 936
| L3105 | HQT | Québec | 1 | ac | 15.75 | 9.7222 | 315 | 7.1385 | 3 | [5 empty] | 793.8 | 960.2419 | Duchesnay | QB_DUC_DSS | Laurentides | QB_LDS_TSS | Hydro Québec TransÉnergie. 2012. Poste Duchesnay à 315-25 kVet ligne d'alimentation à 315 kV - Étude d'impact sur l'environnement. |  | 937
| L1226 | HQT | Québec | 1 | ac | 3.99 | 2.463 | 120 | 1.6786 | 3 | [5 empty] | 107.196 | 118.0328 | Montréal-Est | QB_MTE_DSS | Bourassa | QB_BOU_DSS | Hydro Québec TransÉnergie. 2012. Poste Henri-Bourassa à 315-25 kV - Résumé de l'étude d'impact sur l'environnement. | Bourassa and Henri Bourassa treated as single station | 208
| L1227 | HQT | Québec | 1 | ac | 7.98 | 4.9259 | 120 | 3.3573 | 3 | [5 empty] | 107.196 | 118.0328 | Bout-de-l'Île | QB_BDI_DSS | Montréal-Est | QB_MTE_DSS | Hydro Québec TransÉnergie. 2012. Poste Henri-Bourassa à 315-25 kV - Résumé de l'étude d'impact sur l'environnement. | Bourassa and Henri Bourassa treated as single station | 209
| L1228 | HQT | Québec | 1 | ac | 3.99 | 2.463 | 120 | 1.6786 | 3 | [5 empty] | 107.196 | 118.0328 | Bout-de-l'Île | QB_BDI_DSS | Bourassa | QB_BOU_DSS | Hydro Québec TransÉnergie. 2012. Poste Henri-Bourassa à 315-25 kV - Résumé de l'étude d'impact sur l'environnement. | Bourassa and Henri Bourassa treated as single station | 210
| L1229 | HQT | Québec | 1 | ac | 3.99 | 2.463 | 120 | 1.6786 | 3 | [5 empty] | 107.196 | 118.0328 | Montréal-Est | QB_MTE_DSS | Bourassa | QB_BOU_DSS | Hydro Québec TransÉnergie. 2012. Poste Henri-Bourassa à 315-25 kV - Résumé de l'étude d'impact sur l'environnement. | Bourassa and Henri Bourassa treated as single station | 211
| L3017 | HQT | Québec | 1 | ac | 1.33 | 0.82099 | 315 | 0.60281 | 3 | [5 empty] | 793.8 | 960.2419 | Montréal-Est | QB_MTE_DSS | Bourassa | QB_BOU_DSS | Hydro Québec TransÉnergie. 2012. Poste Henri-Bourassa à 315-25 kV - Résumé de l'étude d'impact sur l'environnement. | Bourassa and Henri Bourassa treated as single station | 816
| L3050 | HQT | Québec | 1 | ac | 1.33 | 0.82099 | 315 | 0.60281 | 3 | [5 empty] | 793.8 | 960.2419 | Montréal-Est | QB_MTE_DSS | Bourassa | QB_BOU_DSS | Hydro Québec TransÉnergie. 2012. Poste Henri-Bourassa à 315-25 kV - Résumé de l'étude d'impact sur l'environnement. | Bourassa and Henri Bourassa treated as single station | 864
| L3011 | HQT | Québec | 1 | ac | 23.625 | 14.5833 | 315 | 10.7078 | 3 | [5 empty] | 793.8 | 960.2419 | Beaupré | QB_BPR_DSS | Le François | QB_LEF_DSS | Hydro Québec TransÉnergie. 2012. Poste Lefrançois à 315-25 kV - Étude d'impact sur l'environnement. |  | 800
| L3011 | HQT | Québec | 1 | ac | 15.75 | 9.7222 | 315 | 7.1385 | 3 | [5 empty] | 793.8 | 960.2419 | Le François | QB_LEF_DSS | Laurentides | QB_LDS_TSS | Hydro Québec TransÉnergie. 2012. Poste Lefrançois à 315-25 kV - Étude d'impact sur l'environnement. |  | 801
| L1266 | HQT | Québec | 1 | ac | 44.625 | 27.5463 | 120 | 18.7744 | 3 | [5 empty] | 107.196 | 118.0328 | Carillon | QB_CAR_GSS | Sainte-Thérèse-Ouest | QB_STO_DSS | Hydro Québec TransÉnergie. 2013. Poste Fleury à 315-25 kV et ligne d'alimentation à 315 kV - Étude d'impact sur l'environnement. |  | 252
| L1280 | HQT | Québec | 1 | ac | 1.995 | 1.2315 | 120 | 0.83932 | 3 | [5 empty] | 107.196 | 118.0328 | Adélard-Godbout | QB_ADG_DSS | Dorchester | QB_DOR_DSS | Hydro Québec TransÉnergie. 2013. Poste Fleury à 315-25 kV et ligne d'alimentation à 315 kV - Étude d'impact sur l'environnement. |  | 271
| L3017 | HQT | Québec | 1 | ac | 2.394 | 1.4778 | 120 | 1.0072 | 3 | [5 empty] | 107.196 | 118.0328 | Fleury | QB_FLE_DSS | Charland | QB_CLD_DSS | Hydro Québec TransÉnergie. 2013. Poste Fleury à 315-25 kV et ligne d'alimentation à 315 kV - Étude d'impact sur l'environnement. |  | 814
| L3050 | HQT | Québec | 1 | ac | 2.394 | 1.4778 | 120 | 1.0072 | 3 | [5 empty] | 107.196 | 118.0328 | Fleury | QB_FLE_DSS | Charland | QB_CLD_DSS | Hydro Québec TransÉnergie. 2013. Poste Fleury à 315-25 kV et ligne d'alimentation à 315 kV - Étude d'impact sur l'environnement. |  | 862
| L3056 | HQT | Québec | 1 | ac | 2.625 | 1.6204 | 315 | 1.1898 | 3 | [5 empty] | 793.8 | 960.2419 | Boucherville | QB_BCH_TSS | Du Tremblay | QB_DUT_DSS | Hydro Québec TransÉnergie. 2013. Reconstruction du poste De Lorimier à 315-25 kV et lignes souterraines à 315 kV - Étude d'impact sur l'environnement. |  | 877
| L3057 | HQT | Québec | 1 | ac | 7.875 | 4.8611 | 315 | 3.5693 | 3 | [5 empty] | 793.8 | 960.2419 | Du Tremblay | QB_DUT_DSS | Notre-Dame | QB_NDA_TSS | Hydro Québec TransÉnergie. 2013. Reconstruction du poste De Lorimier à 315-25 kV et lignes souterraines à 315 kV - Étude d'impact sur l'environnement. |  | 878
| L3061 | HQT | Québec | 1 | ac | 2.1 | 1.2963 | 315 | 0.95181 | 3 | [5 empty] | 793.8 | 960.2419 | Du Tremblay | QB_DUT_DSS | Mittal Canada Inc | QB_MCI_ISS | Hydro Québec TransÉnergie. 2013. Reconstruction du poste De Lorimier à 315-25 kV et lignes souterraines à 315 kV - Étude d'impact sur l'environnement. |  | 881
| L3061 | HQT | Québec | 1 | ac | 6.3 | 3.8889 | 315 | 2.8554 | 3 | [5 empty] | 793.8 | 960.2419 | Mittal Canada Inc | QB_MCI_ISS | Notre-Dame | QB_NDA_TSS | Hydro Québec TransÉnergie. 2013. Reconstruction du poste De Lorimier à 315-25 kV et lignes souterraines à 315 kV - Étude d'impact sur l'environnement. |  | 882
| L3198 | HQT | Québec | 1 | ac | 2.394 | 1.4778 | 315 | 1.0851 | 3 | [5 empty] | 793.8 | 960.2419 | Dorchester | QB_DOR_DSS | De Lorimier | QB_DEL_DSS | Hydro Québec TransÉnergie. 2013. Reconstruction du poste De Lorimier à 315-25 kV et lignes souterraines à 315 kV - Étude d'impact sur l'environnement. |  | 978
| L1546 | HQT | Québec | 1 | ac | 8.4 | 5.1852 | 120 | 3.534 | 3 | [5 empty] | 107.196 | 118.0328 | Cleveland | QB_CLV_DSS | Adamsville | QB_ADM_DSS | Hydro Québec TransÉnergie. 2014. Demande du Transporteur et du Distributeur relative au poste d'Adamsville (Demande R-3894-2014). |  | 543
| L1547 | HQT | Québec | 1 | ac | 8.4 | 5.1852 | 120 | 3.534 | 3 | [5 empty] | 107.196 | 118.0328 | Cleveland | QB_CLV_DSS | Adamsville | QB_ADM_DSS | Hydro Québec TransÉnergie. 2014. Demande du Transporteur et du Distributeur relative au poste d'Adamsville (Demande R-3894-2014). |  | 544
| L3011 | HQT | Québec | 1 | ac | 34.2 | 21.1111 | 315 | 15.5008 | 3 | [5 empty] | 793.8 | 960.2419 | Charlevoix | QB_CHX_DSS | Baie-Saint-Paul | QB_BSP_DSS | Hydro Québec TransÉnergie. 2014. Poste de Baie-Saint-Paul à 315-25 kV - Résume de l'étude d'impact sur l'environnement. |  | 804
| L3020 | HQT | Québec | 1 | ac | 136.8 | 84.4444 | 315 | 62.0033 | 2.274 | [5 empty] | 601.7028 | 727.8663 | Les Basques | QB_BSQ_DSS | Baie-Saint-Paul | QB_BSP_DSS | Hydro Québec TransÉnergie. 2014. Poste de Baie-Saint-Paul à 315-25 kV - Résume de l'étude d'impact sur l'environnement. |  | 822
| L3020 | HQT | Québec | 1 | ac | 57 | 35.1852 | 315 | 25.8347 | 3 | [5 empty] | 793.8 | 960.2419 | Baie-Saint-Paul | QB_BSP_DSS | Beaupré | QB_BPR_DSS | Hydro Québec TransÉnergie. 2014. Poste de Baie-Saint-Paul à 315-25 kV - Résume de l'étude d'impact sur l'environnement. |  | 823
| L3020 | HQT | Québec | 1 | ac | 34.2 | 21.1111 | 315 | 15.5008 | 3 | [5 empty] | 793.8 | 960.2419 | Beaupré | QB_BPR_DSS | Laurentides | QB_LDS_TSS | Hydro Québec TransÉnergie. 2014. Poste de Baie-Saint-Paul à 315-25 kV - Résume de l'étude d'impact sur l'environnement. |  | 824
| L3072 | HQT | Québec | 1 | ac | 2.793 | 1.7241 | 315 | 1.2659 | 3 | [5 empty] | 793.8 | 960.2419 | Viger | QB_VIG_SWS | Saint-Patrick | QB_SPK_DSS | Hydro Québec TransÉnergie. 2014. Poste Saint-Patrick à 315-25 kV - Étude d'impact dur l'environnement.; Hydro Québec TransÉnergie. 2018. Poste des Irlandais à 315-25 kV - Étude d'impact dur l'environnement. |  | 894
| L3072 | HQT | Québec | 1 | ac | 0.399 | 0.2463 | 315 | 0.18084 | 3 | [5 empty] | 793.8 | 960.2419 | Saint-Patrick | QB_SPK_DSS | Atwater | QB_ATW_DSS | Hydro Québec TransÉnergie. 2014. Poste Saint-Patrick à 315-25 kV - Étude d'impact dur l'environnement.; Hydro Québec TransÉnergie. 2018. Poste des Irlandais à 315-25 kV - Étude d'impact dur l'environnement. |  | 895
| L3073 | HQT | Québec | 1 | ac | 6.384 | 3.9407 | 315 | 2.8935 | 3 | [5 empty] | 793.8 | 960.2419 | Aqueduc | QB_AQD_TSS | Atwater | QB_ATW_DSS | Hydro Québec TransÉnergie. 2014. Poste Saint-Patrick à 315-25 kV - Étude d'impact dur l'environnement.; Hydro Québec TransÉnergie. 2018. Poste des Irlandais à 315-25 kV - Étude d'impact dur l'environnement. |  | 896
| L3073 | HQT | Québec | 1 | ac | 2.394 | 1.4778 | 315 | 1.0851 | 3 | [5 empty] | 793.8 | 960.2419 | Atwater | QB_ATW_DSS | Saint-Patrick | QB_SPK_DSS | Hydro Québec TransÉnergie. 2014. Poste Saint-Patrick à 315-25 kV - Étude d'impact dur l'environnement.; Hydro Québec TransÉnergie. 2018. Poste des Irlandais à 315-25 kV - Étude d'impact dur l'environnement. |  | 897
| L3073 | HQT | Québec | 1 | ac | 0.399 | 0.2463 | 315 | 0.18084 | 3 | [5 empty] | 793.8 | 960.2419 | Saint-Patrick | QB_SPK_DSS | Irlandais | QB_IRL_DSS | Hydro Québec TransÉnergie. 2014. Poste Saint-Patrick à 315-25 kV - Étude d'impact dur l'environnement.; Hydro Québec TransÉnergie. 2018. Poste des Irlandais à 315-25 kV - Étude d'impact dur l'environnement. |  | 898
| L3073 | HQT | Québec | 1 | ac | 0.399 | 0.2463 | 315 | 0.18084 | 3 | [5 empty] | 793.8 | 960.2419 | Irlandais | QB_IRL_DSS | Viger | QB_VIG_SWS | Hydro Québec TransÉnergie. 2014. Poste Saint-Patrick à 315-25 kV - Étude d'impact dur l'environnement.; Hydro Québec TransÉnergie. 2018. Poste des Irlandais à 315-25 kV - Étude d'impact dur l'environnement. |  | 899
| L1103 | HQT | Québec | 1 | ac | 4.4 | 2.716 | 120 | 1.8511 | 3 | [5 empty] | 107.196 | 118.0328 | Touraine | QB_TRN_DSS | Bowater Gatineau | QB_BGT_ISS | Hydro Québec TransÉnergie. 2014. Rebuilding the 120-kV lines in Gatineua and L'Ange-Gardien. |  | 26
| L1106 | HQT | Québec | 1 | ac | 4.4 | 2.716 | 120 | 1.8511 | 3 | [5 empty] | 107.196 | 118.0328 | Touraine | QB_TRN_DSS | Bowater Gatineau | QB_BGT_ISS | Hydro Québec TransÉnergie. 2014. Rebuilding the 120-kV lines in Gatineua and L'Ange-Gardien. |  | 34
| L1368 | HQT | Québec | 1 | ac | 3.85 | 2.3765 | 120 | 1.6198 | 3 | [5 empty] | 107.196 | 118.0328 | Vignan | QB_VGN_TSS | Gatineau | QB_GAT_DSS | Hydro Québec TransÉnergie. 2014. Rebuilding the 120-kV lines in Gatineua and L'Ange-Gardien. |  | 378
| L1368 | HQT | Québec | 1 | ac | 0.55 | 0.33951 | 120 | 0.23139 | 3 | [5 empty] | 107.196 | 118.0328 | Gatineau | QB_GAT_DSS | Bowater Gatineau | QB_BGT_ISS | Hydro Québec TransÉnergie. 2014. Rebuilding the 120-kV lines in Gatineua and L'Ange-Gardien. |  | 379
| L1368 | HQT | Québec | 1 | ac | 6.05 | 3.7346 | 120 | 2.5453 | 3 | [5 empty] | 107.196 | 118.0328 | Gatineau | QB_GAT_DSS | Templeton | QB_TMP_DSS | Hydro Québec TransÉnergie. 2014. Rebuilding the 120-kV lines in Gatineua and L'Ange-Gardien. |  | 380
| L1100 | HQT | Québec | 1 | ac | 34.2 | 21.1111 | 120 | 14.3884 | 3 | [5 empty] | 107.196 | 118.0328 | Paugan | QB_PAU_GSS | Gracefield | QB_GRC_DSS | Hydro Québec TransÉnergie. 2015. 120/25-kV Gracefield Substation and 120-kV Lines - Information on the solution selected. |  | 16
| L7009 | HQT | Québec | 1 | ac | 15.75 | 9.7222 | 735 | 5.985 | 3 | [5 empty] | 6002.5 | 6482.7 | Boucherville | QB_BCH_TSS | Bout-de-l'Île | QB_BDI_DSS | Hydro Québec TransÉnergie. 2016. Réseau de Transport Principal et Éolien (Carte). |  | 1008
| L7102 | HQT | Québec | 1 | ac | 13.125 | 8.1019 | 735 | 4.9875 | 3 | [5 empty] | 6002.5 | 6482.7 | Duvernay | QB_DUV_TSS | Bout-de-l'Île | QB_BDI_DSS | Hydro Québec TransÉnergie. 2016. Réseau de Transport Principal et Éolien (Carte). |  | 1086
| L7103 | HQT | Québec | 1 | ac | 367.08 | 226.5926 | 735 | 139.4904 | 1.186 | [5 empty] | 2372.9699 | 2562.8075 | Chamouchouane | QB_CHM_SWS | Judith-Jasmin | QB_JUJ_DSS | Hydro Québec TransÉnergie. 2016. Réseau de Transport Principal et Éolien (Carte). |  | 1087
| L7108 | HQT | Québec | 1 | ac | 10.5 | 6.4815 | 735 | 3.99 | 3 | [5 empty] | 6002.5 | 6482.7 | Duvernay | QB_DUV_TSS | Judith-Jasmin | QB_JUJ_DSS | Hydro Québec TransÉnergie. 2016. Réseau de Transport Principal et Éolien (Carte). |  | 1088
| L2358 | HQT | Québec | 1 | ac | 92.5 | 57.0988 | 230 | 44.4 | 2.9435 | [5 empty] | 394.4349 | 426.8139 | Beaumont GS | QB_BMT_GSS | Mékanic | QB_MEK_DSS | Hydro Québec TransÉnergie. 2017. Poste de Mékinac à 230-25 kV et lignes d'alimentation à 230 kV - Étude d'impact sur l'environnement. |  | 724
| L3054 | HQT | Québec | 1 | ac | 36.75 | 22.6852 | 315 | 16.6566 | 3 | [5 empty] | 793.8 | 960.2419 | Chomedey | QB_CHO_TSS | Patriotes | QB_PAT_DSS | Hydro Québec TransÉnergie. 2017. Poste de Mékinac à 230-25 kV et lignes d'alimentation à 230 kV - Étude d'impact sur l'environnement. |  | 873
| L3054 | HQT | Québec | 1 | ac | 21 | 12.963 | 315 | 9.5181 | 3 | [5 empty] | 793.8 | 960.2419 | Patriotes | QB_PAT_DSS | Chénier | QB_CHN_TSS | Hydro Québec TransÉnergie. 2017. Poste de Mékinac à 230-25 kV et lignes d'alimentation à 230 kV - Étude d'impact sur l'environnement. |  | 874
| L3055 | HQT | Québec | 1 | ac | 36.75 | 22.6852 | 315 | 16.6566 | 3 | [5 empty] | 793.8 | 960.2419 | Chomedey | QB_CHO_TSS | Patriotes | QB_PAT_DSS | Hydro Québec TransÉnergie. 2017. Poste de Mékinac à 230-25 kV et lignes d'alimentation à 230 kV - Étude d'impact sur l'environnement. |  | 875
| L3055 | HQT | Québec | 1 | ac | 21 | 12.963 | 315 | 9.5181 | 3 | [5 empty] | 793.8 | 960.2419 | Patriotes | QB_PAT_DSS | Chénier | QB_CHN_TSS | Hydro Québec TransÉnergie. 2017. Poste de Mékinac à 230-25 kV et lignes d'alimentation à 230 kV - Étude d'impact sur l'environnement. |  | 876
| L3046 | HQT | Québec | 1 | ac | 21.546 | 13.3 | 315 | 9.7655 | 3 | [5 empty] | 793.8 | 960.2419 | Duvernay | QB_DUV_TSS | Saraguay | QB_SRG_DSS | Hydro Québec TransÉnergie. 2017. Poste Le Corbusier à 315-25 kV - Étude d'impact sur l'environnement. |  | 852
| L3046 | HQT | Québec | 1 | ac | 4.788 | 2.9556 | 315 | 2.1701 | 3 | [5 empty] | 793.8 | 960.2419 | Saraguay | QB_SRG_DSS | Sources | QB_SOU_DSS | Hydro Québec TransÉnergie. 2017. Poste Le Corbusier à 315-25 kV - Étude d'impact sur l'environnement. |  | 853
| L3046 | HQT | Québec | 1 | ac | 2.793 | 1.7241 | 315 | 1.2659 | 3 | [5 empty] | 793.8 | 960.2419 | Sources | QB_SOU_DSS | Saint-Jean | QB_SJE_DSS | Hydro Québec TransÉnergie. 2017. Poste Le Corbusier à 315-25 kV - Étude d'impact sur l'environnement. |  | 854
| L3047 | HQT | Québec | 1 | ac | 21.546 | 13.3 | 315 | 9.7655 | 3 | [5 empty] | 793.8 | 960.2419 | Duvernay | QB_DUV_TSS | Saraguay | QB_SRG_DSS | Hydro Québec TransÉnergie. 2017. Poste Le Corbusier à 315-25 kV - Étude d'impact sur l'environnement. |  | 855
| L3047 | HQT | Québec | 1 | ac | 4.788 | 2.9556 | 315 | 2.1701 | 3 | [5 empty] | 793.8 | 960.2419 | Saraguay | QB_SRG_DSS | Sources | QB_SOU_DSS | Hydro Québec TransÉnergie. 2017. Poste Le Corbusier à 315-25 kV - Étude d'impact sur l'environnement. |  | 856
| L3047 | HQT | Québec | 1 | ac | 2.793 | 1.7241 | 315 | 1.2659 | 3 | [5 empty] | 793.8 | 960.2419 | Sources | QB_SOU_DSS | Saint-Jean | QB_SJE_DSS | Hydro Québec TransÉnergie. 2017. Poste Le Corbusier à 315-25 kV - Étude d'impact sur l'environnement. |  | 857
| L3048 | HQT | Québec | 1 | ac | 7.182 | 4.4333 | 315 | 3.2552 | 3 | [5 empty] | 793.8 | 960.2419 | Duvernay | QB_DUV_TSS | Le Corbusier | QB_LEC_DSS | Hydro Québec TransÉnergie. 2017. Poste Le Corbusier à 315-25 kV - Étude d'impact sur l'environnement. |  | 858
| L3048 | HQT | Québec | 1 | ac | 14.364 | 8.8667 | 315 | 6.5104 | 3 | [5 empty] | 793.8 | 960.2419 | Le Corbusier | QB_LEC_DSS | Saraguay | QB_SRG_DSS | Hydro Québec TransÉnergie. 2017. Poste Le Corbusier à 315-25 kV - Étude d'impact sur l'environnement. |  | 859
| L3049 | HQT | Québec | 1 | ac | 7.182 | 4.4333 | 315 | 3.2552 | 3 | [5 empty] | 793.8 | 960.2419 | Duvernay | QB_DUV_TSS | Le Corbusier | QB_LEC_DSS | Hydro Québec TransÉnergie. 2017. Poste Le Corbusier à 315-25 kV - Étude d'impact sur l'environnement. |  | 860
| L3049 | HQT | Québec | 1 | ac | 7.182 | 4.4333 | 315 | 3.2552 | 3 | [5 empty] | 793.8 | 960.2419 | Le Corbusier | QB_LEC_DSS | Chomedey | QB_CHO_TSS | Hydro Québec TransÉnergie. 2017. Poste Le Corbusier à 315-25 kV - Étude d'impact sur l'environnement. |  | 861
| L1642 | HQT | Québec | 1 | ac | 5.6 | 3.4568 | 161 | 2.52 | 3 | [5 empty] | 192.9603 | 212.4672 | Cascades Canada Inc | QB_CCI_ISS | Jonquière | QB_JNQ_DSS | Hydro Québec TransÉnergie. 2018. Ligne à 735 kV Micoua-Saguenay - Étude d'impact sur l'environnement. |  | 612
| L1642 | HQT | Québec | 1 | ac | 1.4 | 0.8642 | 161 | 0.63 | 3 | [5 empty] | 192.9603 | 212.4672 | Jonquière | QB_JNQ_DSS | Abitibi Consolidated Kénogami | QB_ACK_ISS | Hydro Québec TransÉnergie. 2018. Ligne à 735 kV Micoua-Saguenay - Étude d'impact sur l'environnement. |  | 613
| L1642 | HQT | Québec | 1 | ac | 2.8 | 1.7284 | 161 | 1.26 | 3 | [5 empty] | 192.9603 | 212.4672 | Abitibi Consolidated Kénogami | QB_ACK_ISS | Ville de Saguenay | QB_VSA_DSS | Hydro Québec TransÉnergie. 2018. Ligne à 735 kV Micoua-Saguenay - Étude d'impact sur l'environnement. |  | 614
| L1642 | HQT | Québec | 1 | ac | 2.8 | 1.7284 | 161 | 1.26 | 3 | [5 empty] | 192.9603 | 212.4672 | Ville de Saguenay | QB_VSA_DSS | Shipshaw | QB_SPS_GSS | Hydro Québec TransÉnergie. 2018. Ligne à 735 kV Micoua-Saguenay - Étude d'impact sur l'environnement. |  | 615
| L1642 | HQT | Québec | 1 | ac | 2.8 | 1.7284 | 161 | 1.26 | 3 | [5 empty] | 192.9603 | 212.4672 | Shipshaw | QB_SPS_GSS | Chute-à-Caron | QB_CAC_GSS | Hydro Québec TransÉnergie. 2018. Ligne à 735 kV Micoua-Saguenay - Étude d'impact sur l'environnement. |  | 616
| L1642 | HQT | Québec | 1 | ac | 7 | 4.321 | 161 | 3.15 | 3 | [5 empty] | 192.9603 | 212.4672 | Chute-à-Caron | QB_CAC_GSS | Junction 1646 | QB_1646_JCT | Hydro Québec TransÉnergie. 2018. Ligne à 735 kV Micoua-Saguenay - Étude d'impact sur l'environnement. |  | 617
| L1642 | HQT | Québec | 1 | ac | 7 | 4.321 | 161 | 3.15 | 3 | [5 empty] | 192.9603 | 212.4672 | Junction 1646 | QB_1646_JCT | Saint-Ambroise | QB_SAM_DSS | Hydro Québec TransÉnergie. 2018. Ligne à 735 kV Micoua-Saguenay - Étude d'impact sur l'environnement. |  | 618
| L1643 | HQT | Québec | 1 | ac | 7 | 4.321 | 161 | 3.15 | 3 | [5 empty] | 192.9603 | 212.4672 | Saguenay | QB_SAG_TSS | Cascades Canada Inc | QB_CCI_ISS | Hydro Québec TransÉnergie. 2018. Ligne à 735 kV Micoua-Saguenay - Étude d'impact sur l'environnement. |  | 619
| L1643 | HQT | Québec | 1 | ac | 5.6 | 3.4568 | 161 | 2.52 | 3 | [5 empty] | 192.9603 | 212.4672 | Cascades Canada Inc | QB_CCI_ISS | Jonquière | QB_JNQ_DSS | Hydro Québec TransÉnergie. 2018. Ligne à 735 kV Micoua-Saguenay - Étude d'impact sur l'environnement. |  | 620
| L1643 | HQT | Québec | 1 | ac | 1.4 | 0.8642 | 161 | 0.63 | 3 | [5 empty] | 192.9603 | 212.4672 | Jonquière | QB_JNQ_DSS | Abitibi Consolidated Kénogami | QB_ACK_ISS | Hydro Québec TransÉnergie. 2018. Ligne à 735 kV Micoua-Saguenay - Étude d'impact sur l'environnement. |  | 621
| L1643 | HQT | Québec | 1 | ac | 2.8 | 1.7284 | 161 | 1.26 | 3 | [5 empty] | 192.9603 | 212.4672 | Abitibi Consolidated Kénogami | QB_ACK_ISS | Ville de Saguenay | QB_VSA_DSS | Hydro Québec TransÉnergie. 2018. Ligne à 735 kV Micoua-Saguenay - Étude d'impact sur l'environnement. |  | 622
| L1643 | HQT | Québec | 1 | ac | 2.8 | 1.7284 | 161 | 1.26 | 3 | [5 empty] | 192.9603 | 212.4672 | Ville de Saguenay | QB_VSA_DSS | Shipshaw | QB_SPS_GSS | Hydro Québec TransÉnergie. 2018. Ligne à 735 kV Micoua-Saguenay - Étude d'impact sur l'environnement. |  | 623
| L1643 | HQT | Québec | 1 | ac | 2.8 | 1.7284 | 161 | 1.26 | 3 | [5 empty] | 192.9603 | 212.4672 | Shipshaw | QB_SPS_GSS | Chute-à-Caron | QB_CAC_GSS | Hydro Québec TransÉnergie. 2018. Ligne à 735 kV Micoua-Saguenay - Étude d'impact sur l'environnement. |  | 624
| L1643 | HQT | Québec | 1 | ac | 7 | 4.321 | 161 | 3.15 | 3 | [5 empty] | 192.9603 | 212.4672 | Chute-à-Caron | QB_CAC_GSS | Junction 1647 | QB_1647_JCT | Hydro Québec TransÉnergie. 2018. Ligne à 735 kV Micoua-Saguenay - Étude d'impact sur l'environnement. |  | 625
| L1643 | HQT | Québec | 1 | ac | 7 | 4.321 | 161 | 3.15 | 3 | [5 empty] | 192.9603 | 212.4672 | Junction 1647 | QB_1647_JCT | Saint-Ambroise | QB_SAM_DSS | Hydro Québec TransÉnergie. 2018. Ligne à 735 kV Micoua-Saguenay - Étude d'impact sur l'environnement. |  | 626
| L1646 | HQT | Québec | 1 | ac | 4.2 | 2.5926 | 161 | 1.89 | 3 | [5 empty] | 192.9603 | 212.4672 | Junction 1646 | QB_1646_JCT | Niobec | QB_NIO_ISS | Hydro Québec TransÉnergie. 2018. Ligne à 735 kV Micoua-Saguenay - Étude d'impact sur l'environnement. |  | 627
| L1646 | HQT | Québec | 1 | ac | 11.2 | 6.9136 | 161 | 5.04 | 3 | [5 empty] | 192.9603 | 212.4672 | Niobec | QB_NIO_ISS | Chicoutimi-Nord | QB_CHN_DSS | Hydro Québec TransÉnergie. 2018. Ligne à 735 kV Micoua-Saguenay - Étude d'impact sur l'environnement. |  | 628
| L1646 | HQT | Québec | 1 | ac | 4.2 | 2.5926 | 161 | 1.89 | 3 | [5 empty] | 192.9603 | 212.4672 | Junction 1646 | QB_1646_JCT | Simard | QB_SIM_TSS | Hydro Québec TransÉnergie. 2018. Ligne à 735 kV Micoua-Saguenay - Étude d'impact sur l'environnement. |  | 629
| L1647 | HQT | Québec | 1 | ac | 15.4 | 9.5062 | 161 | 6.93 | 3 | [5 empty] | 192.9603 | 212.4672 | Junction 1647 | QB_1647_JCT | Chicoutimi-Nord | QB_CHN_DSS | Hydro Québec TransÉnergie. 2018. Ligne à 735 kV Micoua-Saguenay - Étude d'impact sur l'environnement. |  | 630
| L1647 | HQT | Québec | 1 | ac | 4.2 | 2.5926 | 161 | 1.89 | 3 | [5 empty] | 192.9603 | 212.4672 | Junction 1647 | QB_1647_JCT | Simard | QB_SIM_TSS | Hydro Québec TransÉnergie. 2018. Ligne à 735 kV Micoua-Saguenay - Étude d'impact sur l'environnement. |  | 631
| L7021 | HQT | Québec | 1 | ac | 262 | 161.7284 | 735 | 99.56 | 1.4814 | [5 empty] | 2964.0274 | 3201.1496 | Micoua | QB_MIC_TSS | Saguenay | QB_SAG_TSS | Hydro Québec TransÉnergie. 2018. Ligne à 735 kV Micoua-Saguenay - Étude d'impact sur l'environnement. | Line name assumed | 1015
| L1194 | HQT | Québec | 1 | ac | 7.875 | 4.8611 | 120 | 3.3131 | 3 | [5 empty] | 107.196 | 118.0328 | Brossard | QB_BRS_DSS | Viger | QB_VIG_SWS | Hydro Québec TransÉnergie. 2018. Poste des Irlandais à 315-25 kV - Étude d'impact dur l'environnement. |  | 170
| L1194 | HQT | Québec | 1 | ac | 1.596 | 0.98519 | 120 | 0.67146 | 3 | [5 empty] | 107.196 | 118.0328 | Viger | QB_VIG_SWS | Adélard-Godbout | QB_ADG_DSS | Hydro Québec TransÉnergie. 2018. Poste des Irlandais à 315-25 kV - Étude d'impact dur l'environnement. |  | 171
| L1194 | HQT | Québec | 1 | ac | 0.399 | 0.2463 | 120 | 0.16787 | 3 | [5 empty] | 107.196 | 118.0328 | Adélard-Godbout | QB_ADG_DSS | Central-2 | QB_CT2_DSS | Hydro Québec TransÉnergie. 2018. Poste des Irlandais à 315-25 kV - Étude d'impact dur l'environnement. |  | 172
| L1278 | HQT | Québec | 1 | ac | 13.125 | 8.1019 | 120 | 5.5219 | 3 | [5 empty] | 107.196 | 118.0328 | Brossard | QB_BRS_DSS | Viger | QB_VIG_SWS | Hydro Québec TransÉnergie. 2018. Poste des Irlandais à 315-25 kV - Étude d'impact dur l'environnement. |  | 267
| L1278 | HQT | Québec | 1 | ac | 1.596 | 0.98519 | 120 | 0.67146 | 3 | [5 empty] | 107.196 | 118.0328 | Viger | QB_VIG_SWS | Adélard-Godbout | QB_ADG_DSS | Hydro Québec TransÉnergie. 2018. Poste des Irlandais à 315-25 kV - Étude d'impact dur l'environnement. |  | 268
| L1278 | HQT | Québec | 1 | ac | 0.399 | 0.2463 | 120 | 0.16787 | 3 | [5 empty] | 107.196 | 118.0328 | Adélard-Godbout | QB_ADG_DSS | Central-2 | QB_CT2_DSS | Hydro Québec TransÉnergie. 2018. Poste des Irlandais à 315-25 kV - Étude d'impact dur l'environnement. |  | 269
| L3198 | HQT | Québec | 1 | ac | 3.192 | 1.9704 | 315 | 1.4467 | 3 | [5 empty] | 793.8 | 960.2419 | Viger | QB_VIG_SWS | Dorchester | QB_DOR_DSS | Hydro Québec TransÉnergie. 2018. Poste des Irlandais à 315-25 kV - Étude d'impact dur l'environnement. |  | 979
| L3199 | HQT | Québec | 1 | ac | 5.586 | 3.4481 | 315 | 2.5318 | 3 | [5 empty] | 793.8 | 960.2419 | Viger | QB_VIG_SWS | De Lorimier | QB_DEL_DSS | Hydro Québec TransÉnergie. 2018. Poste des Irlandais à 315-25 kV - Étude d'impact dur l'environnement. |  | 980
| L3216 | HQT | Québec | 1 | ac | 0.266 | 0.1642 | 315 | 0.12056 | 3 | [5 empty] | 793.8 | 960.2419 | Irlandais | QB_IRL_DSS | Viger | QB_VIG_SWS | Hydro Québec TransÉnergie. 2018. Poste des Irlandais à 315-25 kV - Étude d'impact dur l'environnement. |  | 981
| L1473 | HQT | Québec | 1 | ac | 21 | 12.963 | 120 | 8.835 | 3 | [5 empty] | 107.196 | 118.0328 | Coleraine | QB_COL_DSS | Thetford | QB_THT_DSS | Hydro Québec TransÉnergie. 2019. Ligne d'interconnexion des Appalaches-Maine. Étude d'impact dur l'environnement - Volume 1 - Chapitres 1 à 8. |  | 525
| L2329 | HQT | Québec | 1 | ac | 7.875 | 4.8611 | 230 | 3.78 | 3 | [5 empty] | 402 | 435 | Thetford | QB_THT_DSS | Appalaches | QB_APP_TSS | Hydro Québec TransÉnergie. 2019. Ligne d'interconnexion des Appalaches-Maine. Étude d'impact dur l'environnement - Volume 1 - Chapitres 1 à 8. |  | 687
| L2375 | HQT | Québec | 1 | ac | 7.875 | 4.8611 | 230 | 3.78 | 3 | [5 empty] | 402 | 435 | Thetford | QB_THT_DSS | Appalaches | QB_APP_TSS | Hydro Québec TransÉnergie. 2019. Ligne d'interconnexion des Appalaches-Maine. Étude d'impact dur l'environnement - Volume 1 - Chapitres 1 à 8. |  | 742
| L1175 | HQT | Québec | 1 | ac | 3.2 | 2 | 120 | 1.3463 | 3 | [5 empty] | 107.196 | 118.0328 | Ville de Sherbrooke Orford | QB_VSO_DSS | Sherbrooke | QB_SHR_TSS | Hydro Québec. 2009. Registre des entités visées par les normes de fiabilité.; Hydro Sherbrooke. 2019. Rapport Annuel 2019. |  | 139
| L1191 | HQT | Québec | 1 | ac | 6.4 | 4 | 120 | 2.6926 | 3 | [5 empty] | 107.196 | 118.0328 | Ville de Sherbrooke Galt | QB_VSG_DSS | Sherbrooke | QB_SHR_TSS | Hydro Québec. 2009. Registre des entités visées par les normes de fiabilité.; Hydro Sherbrooke. 2019. Rapport Annuel 2019. |  | 140
| L1189 | HQT | Québec | 1 | ac | 4.8 | 3 | 120 | 2.0194 | 3 | [5 empty] | 107.196 | 118.0328 | Ville de Sherbrooke Galt | QB_VSG_DSS | Ville de Sherbrooke Orford | QB_VSO_DSS | Hydro Québec. 2009. Registre des entités visées par les normes de fiabilité.; Hydro Sherbrooke. 2019. Rapport Annuel 2019. |  | 141
| L1189 | HQT | Québec | 1 | ac | 3.2 | 2 | 120 | 1.3463 | 3 | [5 empty] | 107.196 | 118.0328 | Ville de Sherbrooke Orford | QB_VSO_DSS | Sherbrooke | QB_SHR_TSS | Hydro Québec. 2009. Registre des entités visées par les normes de fiabilité.; Hydro Sherbrooke. 2019. Rapport Annuel 2019. |  | 142
| L1189 | HYSB | Québec | 1 | ac | 3.2 | 2 | 120 | 1.3463 | 3 | [5 empty] | 107.196 | 118.0328 | Ville de Sherbrooke Saint-François | QB_VSF_DSS | Ville de Sherbrooke Galt | QB_VSG_DSS | Hydro Québec. 2009. Registre des entités visées par les normes de fiabilité.; Hydro Sherbrooke. 2019. Rapport Annuel 2019. |  | 143
| L1175 | HQT | Québec | 1 | ac | 10 | 6.1728 | 120 | 4.2071 | 3 | [5 empty] | 107.196 | 118.0328 | Sherbrooke | QB_SHR_TSS | Bromptonville | QB_BRO_DSS | Hydro Québec. 2009. Registre des entités visées par les normes de fiabilité.; Hydro Sherbrooke. 2019. Rapport Annuel 2019. |  | 144
| L1401 | HQT | Québec | 1 | ac | 3 | 1.8519 | 120 | 1.2621 | 3 | [5 empty] | 107.196 | 118.0328 | Sherbrooke | QB_SHR_TSS | Ville de Sherbrooke Massé | QB_VSM_DSS | Hydro Québec. 2009. Registre des entités visées par les normes de fiabilité.; Hydro Sherbrooke. 2019. Rapport Annuel 2019. |  | 422
| L1401 | HQT | Québec | 1 | ac | 18 | 6.7901 | 120 | 7.5729 | 3 | [5 empty] | 107.196 | 118.0328 | Ville de Sherbrooke Massé | QB_VSM_DSS | Beaulieu | QB_BEL_DSS | Hydro Québec. 2009. Registre des entités visées par les normes de fiabilité.; Hydro Sherbrooke. 2019. Rapport Annuel 2019. |  | 423
| L1402 | HQT | Québec | 1 | ac | 3 | 1.8519 | 120 | 1.2621 | 3 | [5 empty] | 107.196 | 118.0328 | Sherbrooke | QB_SHR_TSS | Ville de Sherbrooke Massé | QB_VSM_DSS | Hydro Québec. 2009. Registre des entités visées par les normes de fiabilité.; Hydro Sherbrooke. 2019. Rapport Annuel 2019. |  | 424
| L1402 | HQT | Québec | 1 | ac | 18 | 6.7901 | 120 | 7.5729 | 3 | [5 empty] | 107.196 | 118.0328 | Ville de Sherbrooke Massé | QB_VSM_DSS | Beaulieu | QB_BEL_DSS | Hydro Québec. 2009. Registre des entités visées par les normes de fiabilité.; Hydro Sherbrooke. 2019. Rapport Annuel 2019. |  | 425
| L3121 | HQT | Québec | 1 | ac | 108.3 | 66.8519 | 315 | 49.086 | 2.6528 | [5 empty] | 701.9293 | 849.108 | Chénier | QB_CHN_TSS | Outaouais | QB_OUT_TSS | Hydro Québec. 2014. Rebuilding the 120-kV lines in Gatineau and L'Ange-Gardien - General Information. |  | 951
| L3122 | HQT | Québec | 1 | ac | 108.3 | 66.8519 | 315 | 49.086 | 2.6528 | [5 empty] | 701.9293 | 849.108 | Chénier | QB_CHN_TSS | Outaouais | QB_OUT_TSS | Hydro Québec. 2014. Rebuilding the 120-kV lines in Gatineau and L'Ange-Gardien - General Information. |  | 952
| L2363 | HQT | Québec | 1 | ac | 5 | 3.0864 | 230 | 2.4 | 3 | [5 empty] | 402 | 435 | Québec | QB_QBC_TSS | Limoilou | QB_LLL_DSS | Hydro Québec. 2018. Démantèlement de la ligne à 230 kV de Québec-Stadacona - Info-travaux. |  | 730
| L2364 | HQT | Québec | 1 | ac | 5 | 3.0864 | 230 | 2.4 | 3 | [5 empty] | 402 | 435 | Québec | QB_QBC_TSS | Limoilou | QB_LLL_DSS | Hydro Québec. 2018. Démantèlement de la ligne à 230 kV de Québec-Stadacona - Info-travaux. | Line name assumed | 731
| L2364 | HQT | Québec | 1 | ac | 0.8 | 0.49383 | 230 | 0.384 | 3 | [5 empty] | 402 | 435 | Limoilou | QB_LLL_DSS | Compagnie Papiers Stadacona S.E.C. | QB_CPS_ISS | Hydro Québec. 2018. Démantèlement de la ligne à 230 kV de Québec-Stadacona - Info-travaux. |  | 732
| L1652 | HQT | Québec | 1 | ac | 31.92 | 19.7037 | 120 | 13.4292 | 3 | [5 empty] | 107.196 | 118.0328 | Havre-Saint-Pierre | QB_HSP_DSS | Romaine-1 | QB_RM1_GSS | Hydro Québec. 2019. Complexe de la Romaine - Bilan des activités environnementales 2018. |  | 635
| L1652 | HQT | Québec | 1 | ac | 31.92 | 19.7037 | 120 | 13.4292 | 3 | [5 empty] | 107.196 | 118.0328 | Romaine-1 | QB_RM1_GSS | Johan-Beetz | QB_JHB_DSS | Hydro Québec. 2019. Complexe de la Romaine - Bilan des activités environnementales 2018. |  | 636
| L3127 | HQT | Québec | 1 | ac | 39.9 | 24.6296 | 315 | 18.0843 | 3 | [5 empty] | 793.8 | 960.2419 | Romaine-2 | QB_RM2_GSS | Romaine-1 | QB_RM1_GSS | Hydro Québec. 2019. Complexe de la Romaine - Bilan des activités environnementales 2018. |  | 954
| L3129 | HQT | Québec | 1 | ac | 239.4 | 147.7778 | 315 | 108.5058 | 1.5722 | [5 empty] | 416.0049 | 503.2318 | Arnaud | QB_ARN_TSS | Romaine-2 | QB_RM2_GSS | Hydro Québec. 2019. Complexe de la Romaine - Bilan des activités environnementales 2018. |  | 955
| L7109 | HQT | Québec | 1 | ac | 31.92 | 19.7037 | 735 | 12.1296 | 3 | [5 empty] | 6002.5 | 6482.7 | Romaine-3 | QB_RM3_GSS | Romaine-4 | QB_RM4_GSS | Hydro Québec. 2019. Complexe de la Romaine - Bilan des activités environnementales 2018. | Line name assumed | 1089
| L7110 | HQT | Québec | 1 | ac | 175.56 | 108.3704 | 735 | 66.7128 | 1.929 | [5 empty] | 3859.6974 | 4168.4732 | Romaine-4 | QB_RM4_GSS | Montagnais | QB_MTG_TSS | Hydro Québec. 2019. Complexe de la Romaine - Bilan des activités environnementales 2018. | Line name assumed | 1090
| CD11 | CRT | Québec | 1 | ac | 70 | 43.2099 | 120 | 29.45 | 3 | [5 empty] | 200 | 200 | Les Cèdres | QB_LCS_GSS | INT Dennison | XX_QBUS5_INT | IREQ. 2004. Utilisation des Interconnexions entre le réseau d'Hydro Québec et les réseaux voisins a des fins de comblement des besoins en énergie du Québec. | Provides electricity to Cornwall, Ontario before exporting to New York State | 5
| CD22 | CRT | Québec | 1 | ac | 70 | 43.2099 | 120 | 29.45 | 3 | [5 empty] | 325 | 325 | Les Cèdres | QB_LCS_GSS | INT Dennison | XX_QBUS5_INT | IREQ. 2004. Utilisation des Interconnexions entre le réseau d'Hydro Québec et les réseaux voisins a des fins de comblement des besoins en énergie du Québec. | Provides electricity to Cornwall, Ontario before exporting to New York State | 6
| D5A | ÉLL | Québec | 1 | ac | 2.75 | 1.6975 | 230 | 1.32 | 3 | [5 empty] | 402 | 435 | Masson-Sud | QB_MSS_DSS | IPT Masson | PP_ONQB3_IPT | IREQ. 2004. Utilisation des Interconnexions entre le réseau d'Hydro Québec et les réseaux voisins a des fins de comblement des besoins en énergie du Québec. |  | 9
| H9A | ÉLL | Québec | 1 | ac | 2.75 | 1.6975 | 120 | 1.157 | 3 | [5 empty] | 107.196 | 118.0328 | Masson-Sud | QB_MSS_DSS | IPT Masson | PP_ONQB3_IPT | IREQ. 2004. Utilisation des Interconnexions entre le réseau d'Hydro Québec et les réseaux voisins a des fins de comblement des besoins en énergie du Québec. |  | 11
| L1101 | HQT | Québec | 1 | ac | 13.75 | 8.4877 | 120 | 5.7848 | 3 | [5 empty] | 107.196 | 118.0328 | Templeton | QB_TMP_DSS | Interconnexion-Maclaren | QB_INM_SWS | IREQ. 2004. Utilisation des Interconnexions entre le réseau d'Hydro Québec et les réseaux voisins a des fins de comblement des besoins en énergie du Québec. |  | 18
| L1101 | HQT | Québec | 1 | ac | 4.4 | 2.716 | 120 | 1.8511 | 3 | [5 empty] | 107.196 | 118.0328 | Interconnexion-Maclaren | QB_INM_SWS | Buckingham | QB_BUC_DSS | IREQ. 2004. Utilisation des Interconnexions entre le réseau d'Hydro Québec et les réseaux voisins a des fins de comblement des besoins en énergie du Québec. |  | 20
| L1101 | HQT | Québec | 1 | ac | 11.4 | 7.037 | 120 | 4.7961 | 3 | [5 empty] | 107.196 | 118.0328 | Buckingham | QB_BUC_DSS | FPS Canada Inc | QB_FPS_ISS | IREQ. 2004. Utilisation des Interconnexions entre le réseau d'Hydro Québec et les réseaux voisins a des fins de comblement des besoins en énergie du Québec. |  | 21
| L1101 | HQT | Québec | 1 | ac | 1.14 | 0.7037 | 120 | 0.47961 | 3 | [5 empty] | 107.196 | 118.0328 | FPS Canada Inc | QB_FPS_ISS | Thurso-Papineau | QB_THU_DSS | IREQ. 2004. Utilisation des Interconnexions entre le réseau d'Hydro Québec et les réseaux voisins a des fins de comblement des besoins en énergie du Québec. | Thurso renamed to Thurso-Papineau | 22
| L1101 | HQT | Québec | 1 | ac | 17.1 | 10.5556 | 120 | 7.1942 | 3 | [5 empty] | 107.196 | 118.0328 | Thurso-Papineau | QB_THU_DSS | Petite-Nation | QB_PTN_TSS | IREQ. 2004. Utilisation des Interconnexions entre le réseau d'Hydro Québec et les réseaux voisins a des fins de comblement des besoins en énergie du Québec. |  | 23
| L1104 | HQT | Québec | 1 | ac | 4.4 | 2.716 | 120 | 1.8511 | 3 | [5 empty] | 107.196 | 118.0328 | Interconnexion-Maclaren | QB_INM_SWS | Buckingham | QB_BUC_DSS | IREQ. 2004. Utilisation des Interconnexions entre le réseau d'Hydro Québec et les réseaux voisins a des fins de comblement des besoins en énergie du Québec. |  | 27
| L1104 | HQT | Québec | 1 | ac | 11.4 | 7.037 | 120 | 4.7961 | 3 | [5 empty] | 107.196 | 118.0328 | Buckingham | QB_BUC_DSS | FPS Canada Inc | QB_FPS_ISS | IREQ. 2004. Utilisation des Interconnexions entre le réseau d'Hydro Québec et les réseaux voisins a des fins de comblement des besoins en énergie du Québec. |  | 28
| L1104 | HQT | Québec | 1 | ac | 1.14 | 0.7037 | 120 | 0.47961 | 3 | [5 empty] | 107.196 | 118.0328 | FPS Canada Inc | QB_FPS_ISS | Thurso-Papineau | QB_THU_DSS | IREQ. 2004. Utilisation des Interconnexions entre le réseau d'Hydro Québec et les réseaux voisins a des fins de comblement des besoins en énergie du Québec. | Thurso renamed to Thurso-Papineau | 29
| L1104 | HQT | Québec | 1 | ac | 17.1 | 10.5556 | 120 | 7.1942 | 3 | [5 empty] | 107.196 | 118.0328 | Thurso-Papineau | QB_THU_DSS | Petite-Nation | QB_PTN_TSS | IREQ. 2004. Utilisation des Interconnexions entre le réseau d'Hydro Québec et les réseaux voisins a des fins de comblement des besoins en énergie du Québec. |  | 30
| L1110 | HQT | Québec | 1 | ac | 2.28 | 1.4074 | 120 | 0.95923 | 3 | [5 empty] | 107.196 | 118.0328 | Cadieux | QB_CDX_DSS | Bryson | QB_BRY_GSS | IREQ. 2004. Utilisation des Interconnexions entre le réseau d'Hydro Québec et les réseaux voisins a des fins de comblement des besoins en énergie du Québec. |  | 39
| L1111 | HQT | Québec | 1 | ac | 28.5 | 17.5926 | 120 | 11.9904 | 3 | [5 empty] | 107.196 | 118.0328 | Petite-Nation | QB_PTN_TSS | Calumet | QB_CAL_DSS | IREQ. 2004. Utilisation des Interconnexions entre le réseau d'Hydro Québec et les réseaux voisins a des fins de comblement des besoins en énergie du Québec. |  | 40
| L1123 | HQT | Québec | 1 | ac | 30.78 | 19 | 120 | 12.9496 | 3 | [5 empty] | 107.196 | 118.0328 | High Falls | QB_HIF_GSS | Masson-Nord | QB_MSN_DSS | IREQ. 2004. Utilisation des Interconnexions entre le réseau d'Hydro Québec et les réseaux voisins a des fins de comblement des besoins en énergie du Québec. |  | 63
| L1130 | HQT | Québec | 1 | ac | 5.7 | 3.5185 | 120 | 2.3981 | 3 | [5 empty] | 107.196 | 118.0328 | Bryson | QB_BRY_GSS | Emballages Smurfit-Stone | QB_ESS_ISS | IREQ. 2004. Utilisation des Interconnexions entre le réseau d'Hydro Québec et les réseaux voisins a des fins de comblement des besoins en énergie du Québec. |  | 73
| L1256 | HQT | Québec | 1 | ac | 31.92 | 19.7037 | 120 | 13.4292 | 3 | [5 empty] | 107.196 | 118.0328 | L'Île-Perrot | QB_LIP_DSS | Beauharnois-Est | QB_BEE_GSS | IREQ. 2004. Utilisation des Interconnexions entre le réseau d'Hydro Québec et les réseaux voisins a des fins de comblement des besoins en énergie du Québec. |  | 242
| L1257 | HQT | Québec | 1 | ac | 31.92 | 19.7037 | 120 | 13.4292 | 3 | [5 empty] | 107.196 | 118.0328 | Baie d'Urfé | QB_BAU_DSS | Beauharnois-Est | QB_BEE_GSS | IREQ. 2004. Utilisation des Interconnexions entre le réseau d'Hydro Québec et les réseaux voisins a des fins de comblement des besoins en énergie du Québec. |  | 243
| L1260 | HQT | Québec | 1 | ac | 10 | 6.1728 | 120 | 4.2071 | 3 | [5 empty] | 107.196 | 118.0328 | Les Cèdres | QB_LCS_GSS | Beauharnois-Ouest | QB_BEO_TSS | IREQ. 2004. Utilisation des Interconnexions entre le réseau d'Hydro Québec et les réseaux voisins a des fins de comblement des besoins en énergie du Québec. |  | 244
| L1261 | HQT | Québec | 1 | ac | 10 | 6.1728 | 120 | 4.2071 | 3 | [5 empty] | 107.196 | 118.0328 | Les Cèdres | QB_LCS_GSS | Beauharnois-Ouest | QB_BEO_TSS | IREQ. 2004. Utilisation des Interconnexions entre le réseau d'Hydro Québec et les réseaux voisins a des fins de comblement des besoins en énergie du Québec. |  | 245
| L1291 | HQT | Québec | 1 | ac | 11.5 | 7.0988 | 120 | 4.8382 | 3 | [5 empty] | 107.196 | 118.0328 | Châteauguay | QB_CHG_DSS | Beauharnois-Ouest | QB_BEO_TSS | IREQ. 2004. Utilisation des Interconnexions entre le réseau d'Hydro Québec et les réseaux voisins a des fins de comblement des besoins en énergie du Québec. |  | 283
| L1291 | HQT | Québec | 1 | ac | 1 | 0.6 | 120 | 0.42071 | 3 | [5 empty] | 107.196 | 118.0328 | Beauharnois-Ouest | QB_BEO_TSS | Beauharnois-Est | QB_BEE_GSS | IREQ. 2004. Utilisation des Interconnexions entre le réseau d'Hydro Québec et les réseaux voisins a des fins de comblement des besoins en énergie du Québec. |  | 284
| L1292 | HQT | Québec | 1 | ac | 11.5 | 7.0988 | 120 | 4.8382 | 3 | [5 empty] | 107.196 | 118.0328 | Châteauguay | QB_CHG_DSS | Beauharnois-Ouest | QB_BEO_TSS | IREQ. 2004. Utilisation des Interconnexions entre le réseau d'Hydro Québec et les réseaux voisins a des fins de comblement des besoins en énergie du Québec. |  | 285
| L1292 | HQT | Québec | 1 | ac | 1 | 0.6 | 120 | 0.42071 | 3 | [5 empty] | 107.196 | 118.0328 | Beauharnois-Ouest | QB_BEO_TSS | Beauharnois-Est | QB_BEE_GSS | IREQ. 2004. Utilisation des Interconnexions entre le réseau d'Hydro Québec et les réseaux voisins a des fins de comblement des besoins en énergie du Québec. |  | 286
| L1362 | HQT | Québec | 1 | ac | 11.5 | 7.0988 | 120 | 4.8382 | 3 | [5 empty] | 107.196 | 118.0328 | Châteauguay | QB_CHG_DSS | Beauharnois-Est | QB_BEE_GSS | IREQ. 2004. Utilisation des Interconnexions entre le réseau d'Hydro Québec et les réseaux voisins a des fins de comblement des besoins en énergie du Québec. |  | 371
| L1363 | HQT | Québec | 1 | ac | 11.5 | 7.0988 | 120 | 4.8382 | 3 | [5 empty] | 107.196 | 118.0328 | Châteauguay | QB_CHG_DSS | Beauharnois-Est | QB_BEE_GSS | IREQ. 2004. Utilisation des Interconnexions entre le réseau d'Hydro Québec et les réseaux voisins a des fins de comblement des besoins en énergie du Québec. |  | 372
| L1398 | HQT | Québec | 1 | ac | 1 | 0.61728 | 120 | 0.42071 | 3 | [5 empty] | 107.196 | 118.0328 | Beauharnois-Est | QB_BEE_GSS | Beauharnois-Ouest | QB_BEO_TSS | IREQ. 2004. Utilisation des Interconnexions entre le réseau d'Hydro Québec et les réseaux voisins a des fins de comblement des besoins en énergie du Québec. |  | 416
| L1399 | HQT | Québec | 1 | ac | 1 | 0.61728 | 120 | 0.42071 | 3 | [5 empty] | 107.196 | 118.0328 | Beauharnois-Est | QB_BEE_GSS | Beauharnois-Ouest | QB_BEO_TSS | IREQ. 2004. Utilisation des Interconnexions entre le réseau d'Hydro Québec et les réseaux voisins a des fins de comblement des besoins en énergie du Québec. |  | 417
| L1416 | HQT | Québec | 1 | ac | 28.5 | 17.5926 | 120 | 11.9904 | 3 | [5 empty] | 107.196 | 118.0328 | Petite-Nation | QB_PTN_TSS | Chenéville | QB_CHV_DSS | IREQ. 2004. Utilisation des Interconnexions entre le réseau d'Hydro Québec et les réseaux voisins a des fins de comblement des besoins en énergie du Québec. |  | 452
| L1417 | HQT | Québec | 1 | ac | 3.42 | 2.1111 | 120 | 1.4388 | 3 | [5 empty] | 107.196 | 118.0328 | Papineauville | QB_PAP_DSS | Petite-Nation | QB_PTN_TSS | IREQ. 2004. Utilisation des Interconnexions entre le réseau d'Hydro Québec et les réseaux voisins a des fins de comblement des besoins en énergie du Québec. |  | 453
| L7040 | HQT | Québec | 1 | ac | 47.88 | 29.5556 | 765 | 18.1027 | 3 | [5 empty] | 2500 | 2500 | Châteauguay | QB_CHG_DSS | INT Massena Dundee | XX_QBUS4_INT | IREQ. 2004. Utilisation des Interconnexions entre le réseau d'Hydro Québec et les réseaux voisins a des fins de comblement des besoins en énergie du Québec. |  | 1033
| MATI | ÉLL | Québec | 1 | ac | 0.88 | 0.54321 | 120 | 0.37023 | 3 | [5 empty] | 107.196 | 118.0328 | Masson-Nord | QB_MSN_DSS | Interconnexion-Maclaren | QB_INM_SWS | IREQ. 2004. Utilisation des Interconnexions entre le réseau d'Hydro Québec et les réseaux voisins a des fins de comblement des besoins en énergie du Québec. |  | 1091
| MM1-MM2 | ÉLL | Québec | 1 | ac | 1.1 | 0.67901 | 120 | 0.46279 | 3 | [5 empty] | 107.196 | 118.0328 | Papier Masson Inc | QB_PMI_ISS | Masson-Nord | QB_MSN_DSS | IREQ. 2004. Utilisation des Interconnexions entre le réseau d'Hydro Québec et les réseaux voisins a des fins de comblement des besoins en énergie du Québec. |  | 1092
| L1436 | HQT | Québec | 1 | ac | 1.5 | 0.92593 | 120 | 0.63107 | 3 | [5 empty] | 107.196 | 118.0328 | Beauharnois-Est | QB_BEE_GSS | Usine Beauharnois Alcan | QB_UBA_ISS | IREQ. 2004. Utilisation des Interconnexions entre le réseau d'Hydro Québec et les réseaux voisins a des fins de comblement des besoins en énergie du Québec.; MRC de Beauharnois-Salaberry. 2009. Schéma d'aménagement révisé (Seconde version). |  | 477
| L1436 | HQT | Québec | 1 | ac | 0.2 | 0.12346 | 120 | 0.084143 | 3 | [5 empty] | 107.196 | 118.0328 | Usine Beauharnois Alcan | QB_UBA_ISS | PPG Canada Inc | QB_PPG_ISS | IREQ. 2004. Utilisation des Interconnexions entre le réseau d'Hydro Québec et les réseaux voisins a des fins de comblement des besoins en énergie du Québec.; MRC de Beauharnois-Salaberry. 2009. Schéma d'aménagement révisé (Seconde version). |  | 478
| L1436 | HQT | Québec | 1 | ac | 1 | 0.61728 | 120 | 0.42071 | 3 | [5 empty] | 107.196 | 118.0328 | PPG Canada Inc | QB_PPG_ISS | Léry | QB_LRY_ISS | IREQ. 2004. Utilisation des Interconnexions entre le réseau d'Hydro Québec et les réseaux voisins a des fins de comblement des besoins en énergie du Québec.; MRC de Beauharnois-Salaberry. 2009. Schéma d'aménagement révisé (Seconde version). |  | 479
| L1437 | HQT | Québec | 1 | ac | 1 | 0.61728 | 120 | 0.42071 | 3 | [5 empty] | 107.196 | 118.0328 | Beauharnois-Est | QB_BEE_GSS | PPG Canada Inc | QB_PPG_ISS | IREQ. 2004. Utilisation des Interconnexions entre le réseau d'Hydro Québec et les réseaux voisins a des fins de comblement des besoins en énergie du Québec.; MRC de Beauharnois-Salaberry. 2009. Schéma d'aménagement révisé (Seconde version). |  | 480
| L1437 | HQT | Québec | 1 | ac | 3 | 1.8519 | 120 | 1.2621 | 3 | [5 empty] | 107.196 | 118.0328 | PPG Canada Inc | QB_PPG_ISS | Léry | QB_LRY_ISS | IREQ. 2004. Utilisation des Interconnexions entre le réseau d'Hydro Québec et les réseaux voisins a des fins de comblement des besoins en énergie du Québec.; MRC de Beauharnois-Salaberry. 2009. Schéma d'aménagement révisé (Seconde version). |  | 481
| L1438 | HQT | Québec | 1 | ac | 3.5 | 2.1605 | 120 | 1.4725 | 3 | [5 empty] | 107.196 | 118.0328 | Léry | QB_LRY_ISS | Beauharnois-Est | QB_BEE_GSS | IREQ. 2004. Utilisation des Interconnexions entre le réseau d'Hydro Québec et les réseaux voisins a des fins de comblement des besoins en énergie du Québec.; MRC de Beauharnois-Salaberry. 2009. Schéma d'aménagement révisé (Seconde version). |  | 482
| L1439 | HQT | Québec | 1 | ac | 3.5 | 2.1605 | 120 | 1.4725 | 3 | [5 empty] | 107.196 | 118.0328 | Léry | QB_LRY_ISS | Beauharnois-Est | QB_BEE_GSS | IREQ. 2004. Utilisation des Interconnexions entre le réseau d'Hydro Québec et les réseaux voisins a des fins de comblement des besoins en énergie du Québec.; MRC de Beauharnois-Salaberry. 2009. Schéma d'aménagement révisé (Seconde version). |  | 483
| L2394 | HQT | Québec | 1 | ac | 5.7 | 3.5185 | 230 | 2.736 | 3 | [5 empty] | 402 | 435 | Mont-Louis | QB_MTL_GSS | L'Anse Pleureuse | QB_LPL_DSS | Northland Power Inc. 2008. Projet d'aménagement du parc éolien de Saint-Maxime-du-Mont-Louis - Étude d'impact sur l'environnement. |  | 770
| L2394 | HQT | Québec | 1 | ac | 11.4 | 7.037 | 230 | 5.472 | 3 | [5 empty] | 402 | 435 | L'Anse Pleureuse | QB_LPL_DSS | Gros-Morne | QB_GRM_GSS | Northland Power Inc. 2008. Projet d'aménagement du parc éolien de Saint-Maxime-du-Mont-Louis - Étude d'impact sur l'environnement. |  | 771
| A41T | HQT | Québec | 1 | ac | 15.4 | 9.5062 | 230 | 7.392 | 3 | [5 empty] | 402 | 435 | Outaouais | QB_OUT_TSS | IPT Outaouais | PP_ONQB2_IPT |  |  | 1
| A42T | HQT | Québec | 1 | ac | 15.4 | 9.5062 | 230 | 7.392 | 3 | [5 empty] | 402 | 435 | Outaouais | QB_OUT_TSS | IPT Outaouais | PP_ONQB2_IPT |  |  | 2
| B31L | HQT | Québec | 1 | ac | 47.25 | 29.1667 | 230 | 22.68 | 3 | [5 empty] | 402 | 435 | Beauharnois-Ouest | QB_BEO_TSS | IPT Beauharnois | PP_ONQB1_IPT |  |  | 3
| B5D | HQT | Québec | 1 | ac | 47.25 | 29.1667 | 230 | 22.68 | 3 | [5 empty] | 402 | 435 | Beauharnois-Ouest | QB_BEO_TSS | IPT Beauharnois | PP_ONQB1_IPT |  |  | 4
| D4Z | HQT | Québec | 1 | ac | 11.4 | 7.037 | 120 | 4.7961 | 3 | [5 empty] | 107.196 | 118.0328 | Rapides-des-Iles | QB_RPI_GSS | Notre-Dame-du-Nord | QB_NDN_DSS |  |  | 7
| D4Z | HQT | Québec | 1 | ac | 3.42 | 2.1111 | 120 | 1.4388 | 3 | [5 empty] | 107.196 | 118.0328 | Notre-Dame-du-Nord | QB_NDN_DSS | IPT Dymond | PP_ONQB7_IPT |  |  | 8
| H4Z | HQT | Québec | 1 | ac | 39.9 | 24.6296 | 120 | 16.7865 | 3 | [5 empty] | 107.196 | 118.0328 | Kipawa | QB_KIP_DSS | IPT Kipawa | PP_ONQB6_IPT |  |  | 10
| L0451 | HQT | Québec | 1 | dc | 79.8 | 49.2593 | 450 | [7 empty] | 1020 | 1020 | Des Cantons | QB_DEC_TSS | INT Sandy Pond | XX_QBUS1_INT |  |  | 12
| L0452 | HQT | Québec | 1 | dc | 79.8 | 49.2593 | 450 | [7 empty] | 690 | 690 | Des Cantons | QB_DEC_TSS | INT Sandy Pond | XX_QBUS1_INT |  |  | 13
| L10 | RTA | Québec | 1 | ac | 30.8 | 19.0123 | 161 | 13.86 | 3 | [5 empty] | 192.9603 | 212.4672 | L'Isle Maligne | QB_LIM_ISS | Chute-à-Caron | QB_CAC_GSS |  |  | 14
| L10 | HQT | Québec | 1 | ac | 2.8 | 1.7284 | 161 | 1.26 | 3 | [5 empty] | 192.9603 | 212.4672 | L'Isle Maligne | QB_LIM_ISS | Usine Alma | QB_UAL_ISS |  |  | 15
| L1100 | HQT | Québec | 1 | ac | 34.2 | 21.1111 | 120 | 14.3884 | 3 | [5 empty] | 107.196 | 118.0328 | Gracefield | QB_GRC_DSS | Maniwaki | QB_MNI_DSS |  |  | 17
| L1101 | HQT | Québec | 1 | ac | 18.15 | 11.2037 | 120 | 7.636 | 3 | [5 empty] | 107.196 | 118.0328 | Erco Mondial Buckingham | QB_ERC_ISS | Interconnexion-Maclaren | QB_INM_SWS |  |  | 19
| L1102 | HQT | Québec | 1 | ac | 3.85 | 2.3765 | 120 | 1.6198 | 3 | [5 empty] | 107.196 | 118.0328 | Touraine | QB_TRN_DSS | Gatineau | QB_GAT_DSS |  |  | 24
| L1102 | HQT | Québec | 1 | ac | 0.55 | 0.33951 | 120 | 0.23139 | 3 | [5 empty] | 107.196 | 118.0328 | Gatineau | QB_GAT_DSS | Bowater Gatineau | QB_BGT_ISS |  |  | 25
| L1105 | HQT | Québec | 1 | ac | 1.65 | 1.0185 | 120 | 0.69418 | 3 | [5 empty] | 107.196 | 118.0328 | Chelsea | QB_CHL_GSS | Rapides-Farmers | QB_RPF_GSS |  |  | 31
| L1105 | HQT | Québec | 1 | ac | 0.22 | 0.1358 | 120 | 0.092557 | 3 | [5 empty] | 107.196 | 118.0328 | Rapides-Farmers | QB_RPF_GSS | Limbour | QB_LMB_DSS |  |  | 32
| L1105 | HQT | Québec | 1 | ac | 4.95 | 3.0556 | 120 | 2.0825 | 3 | [5 empty] | 107.196 | 118.0328 | Limbour | QB_LMB_DSS | Touraine | QB_TRN_DSS |  |  | 33
| L1107 | HQT | Québec | 1 | ac | 22.8 | 14.0741 | 120 | 9.5923 | 3 | [5 empty] | 107.196 | 118.0328 | Rapides-Farmers | QB_RPF_GSS | Wakefield | QB_WKF_DSS |  |  | 35
| L1108 | HQT | Québec | 1 | ac | 22.8 | 14.0741 | 120 | 9.5923 | 3 | [5 empty] | 107.196 | 118.0328 | Rapides-Farmers | QB_RPF_GSS | Wakefield | QB_WKF_DSS |  |  | 36
| L1108 | HQT | Québec | 1 | ac | 11.4 | 7.037 | 120 | 4.7961 | 3 | [5 empty] | 107.196 | 118.0328 | Wakefield | QB_WKF_DSS | Paugan | QB_PAU_GSS |  |  | 37
| L1109 | HQT | Québec | 1 | ac | 3.3 | 2.037 | 120 | 1.3884 | 3 | [5 empty] | 107.196 | 118.0328 | Lucerne | QB_LUC_SWS | Gamelin | QB_GAM_DSS |  |  | 38
| L1112 | HQT | Québec | 1 | ac | 17.1 | 10.5556 | 120 | 7.1942 | 3 | [5 empty] | 107.196 | 118.0328 | Mont-Laurier | QB_MLR_DSS | Lac-des-Îles | QB_LDI_DSS |  |  | 41
| L1113 | HQT | Québec | 1 | ac | 28.5 | 17.5926 | 120 | 11.9904 | 3 | [5 empty] | 107.196 | 118.0328 | Lucerne | QB_LUC_SWS | Quyon | QB_QUY_TSS |  |  | 42
| L1114 | HQT | Québec | 1 | ac | 1.65 | 1.0185 | 120 | 0.69418 | 3 | [5 empty] | 107.196 | 118.0328 | Rapides-Farmers | QB_RPF_GSS | Chelsea | QB_CHL_GSS |  |  | 43
| L1115 | HQT | Québec | 1 | ac | 7.7 | 4.7531 | 120 | 3.2395 | 3 | [5 empty] | 107.196 | 118.0328 | Glenwood | QB_GLN_DSS | Lucerne | QB_LUC_SWS |  |  | 44
| L1116 | HQT | Québec | 1 | ac | 1.65 | 1.0185 | 120 | 0.69418 | 3 | [5 empty] | 107.196 | 118.0328 | Val-Tétreau | QB_VTR_DSS | Hull-2 | QB_HL2_GSS |  |  | 45
| L1116 | HQT | Québec | 1 | ac | 0.6 | 0.4 | 120 | 0.25243 | 3 | [5 empty] | 107.196 | 118.0328 | Hull-2 | QB_HL2_GSS | Domtar Hull | QB_DOH_ISS |  |  | 46
| L1117 | HQT | Québec | 1 | ac | 18.375 | 11.3426 | 120 | 7.7306 | 3 | [5 empty] | 107.196 | 118.0328 | Rigaud | QB_RIG_DSS | Vaudreuil-Soulanges | QB_VDS_DSS |  |  | 47
| L1117 | HQT | Québec | 1 | ac | 18.375 | 11.3426 | 120 | 7.7306 | 3 | [5 empty] | 107.196 | 118.0328 | Vaudreuil-Soulanges | QB_VDS_DSS | Dorion | QB_DRN_DSS |  |  | 48
| L1118 | HQT | Québec | 1 | ac | 7.875 | 4.8611 | 120 | 3.3131 | 3 | [5 empty] | 107.196 | 118.0328 | Lachute | QB_LCT_DSS | SGL Canada | QB_SGL_ISS |  |  | 49
| L1118 | HQT | Québec | 1 | ac | 28.875 | 17.8241 | 120 | 12.1481 | 3 | [5 empty] | 107.196 | 118.0328 | SGL Canada | QB_SGL_ISS | Lafontaine | QB_LAF_TSS |  |  | 50
| L1118 | HQT | Québec | 1 | ac | 22.8 | 14.0741 | 120 | 9.5923 | 3 | [5 empty] | 107.196 | 118.0328 | Calumet | QB_CAL_DSS | Lachute | QB_LCT_DSS |  |  | 51
| L1119 | HQT | Québec | 1 | ac | 18.375 | 11.3426 | 120 | 7.7306 | 3 | [5 empty] | 107.196 | 118.0328 | Lafontaine | QB_LAF_TSS | Paquin | QB_PAQ_DSS |  |  | 52
| L1119 | HQT | Québec | 1 | ac | 26.25 | 16.2037 | 120 | 11.0437 | 3 | [5 empty] | 107.196 | 118.0328 | Paquin | QB_PAQ_DSS | Saint-Lin | QB_SLI_DSS |  |  | 53
| L1121 | HQT | Québec | 1 | ac | 26.25 | 16.2037 | 120 | 11.0437 | 3 | [5 empty] | 107.196 | 118.0328 | Lafontaine | QB_LAF_TSS | Lachute | QB_LCT_DSS |  |  | 54
| L1121 | HQT | Québec | 1 | ac | 18.375 | 11.3426 | 120 | 7.7306 | 3 | [5 empty] | 107.196 | 118.0328 | Lafontaine | QB_LAF_TSS | Paquin | QB_PAQ_DSS |  |  | 55
| L1121 | HQT | Québec | 1 | ac | 26.25 | 16.2037 | 120 | 11.0437 | 3 | [5 empty] | 107.196 | 118.0328 | Paquin | QB_PAQ_DSS | Saint-Lin | QB_SLI_DSS |  |  | 56
| L1122 | HQT | Québec | 1 | ac | 5.25 | 3.2407 | 120 | 2.2087 | 3 | [5 empty] | 107.196 | 118.0328 | Paquin | QB_PAQ_DSS | Arthur-Buies | QB_ARB_DSS |  |  | 57
| L1122 | HQT | Québec | 1 | ac | 2.625 | 1.6204 | 120 | 1.1044 | 3 | [5 empty] | 107.196 | 118.0328 | Arthur-Buies | QB_ARB_DSS | Saint-Jérôme | QB_SJR_DSS |  |  | 58
| L1122 | HQT | Québec | 1 | ac | 2.625 | 1.6204 | 120 | 1.1044 | 3 | [5 empty] | 107.196 | 118.0328 | Saint-Jérôme | QB_SJR_DSS | Cascades Groupe Papiers | QB_CGP_ISS |  |  | 59
| L1122 | HQT | Québec | 1 | ac | 1.05 | 0.64815 | 120 | 0.44175 | 3 | [5 empty] | 107.196 | 118.0328 | Cascades Groupe Papiers | QB_CGP_ISS | Rolland | QB_ROL_DSS |  |  | 60
| L1122 | HQT | Québec | 1 | ac | 7.875 | 4.8611 | 120 | 3.3131 | 3 | [5 empty] | 107.196 | 118.0328 | Rolland | QB_ROL_DSS | Lafontaine | QB_LAF_TSS |  |  | 61
| L1123 | HQT | Québec | 1 | ac | 28.5 | 17.5926 | 120 | 11.9904 | 3 | [5 empty] | 107.196 | 118.0328 | Notre-Dame-du-Laus | QB_NDL_DSS | High Falls | QB_HIF_GSS |  |  | 62
| L1124 | HQT | Québec | 1 | ac | 26.25 | 16.2037 | 120 | 11.0437 | 3 | [5 empty] | 107.196 | 118.0328 | Contrecoeur | QB_CTC_DSS | Sorel | QB_SOR_DSS |  |  | 64
| L1125 | HQT | Québec | 1 | ac | 39.9 | 24.6296 | 120 | 16.7865 | 3 | [5 empty] | 107.196 | 118.0328 | Notre-Dame-du-Laus | QB_NDL_DSS | Lac-des-Îles | QB_LDI_DSS |  |  | 65
| L1126 | HQT | Québec | 1 | ac | 5.25 | 3.2407 | 120 | 2.2087 | 3 | [5 empty] | 107.196 | 118.0328 | Lachute | QB_LCT_DSS | SGL Canada | QB_SGL_ISS |  |  | 66
| L1127 | HQT | Québec | 1 | ac | 10.5 | 6.4815 | 120 | 4.4175 | 3 | [5 empty] | 107.196 | 118.0328 | Saint-Sauveur | QB_SSA_DSS | Doc-Grignon | QB_DOG_DSS |  |  | 67
| L1127 | HQT | Québec | 1 | ac | 15.75 | 9.7222 | 120 | 6.6262 | 3 | [5 empty] | 107.196 | 118.0328 | Doc-Grignon | QB_DOG_DSS | Paquin | QB_PAQ_DSS |  |  | 68
| L1127 | HQT | Québec | 1 | ac | 18.375 | 11.3426 | 120 | 7.7306 | 3 | [5 empty] | 107.196 | 118.0328 | Paquin | QB_PAQ_DSS | Lafontaine | QB_LAF_TSS |  |  | 69
| L1128 | HQT | Québec | 1 | ac | 18.375 | 11.3426 | 120 | 7.7306 | 3 | [5 empty] | 107.196 | 118.0328 | Sainte-Agathe-des-Monts | QB_SAG_DSS | Doc-Grignon | QB_DOG_DSS |  |  | 70
| L1128 | HQT | Québec | 1 | ac | 15.75 | 9.7222 | 120 | 6.6262 | 3 | [5 empty] | 107.196 | 118.0328 | Doc-Grignon | QB_DOG_DSS | Paquin | QB_PAQ_DSS |  |  | 71
| L1128 | HQT | Québec | 1 | ac | 18.375 | 11.3426 | 120 | 7.7306 | 3 | [5 empty] | 107.196 | 118.0328 | Paquin | QB_PAQ_DSS | Lafontaine | QB_LAF_TSS |  |  | 72
| L1131 | HQT | Québec | 1 | ac | 7 | 4.321 | 120 | 2.945 | 3 | [5 empty] | 107.196 | 118.0328 | Les Cèdres | QB_LCS_GSS | Dorion | QB_DRN_DSS |  |  | 74
| L1132 | HQT | Québec | 1 | ac | 18.375 | 11.3426 | 120 | 7.7306 | 3 | [5 empty] | 107.196 | 118.0328 | Lachute | QB_LCT_DSS | Rigaud | QB_RIG_DSS |  |  | 75
| L1133 | HQT | Québec | 1 | ac | 18.375 | 11.3426 | 120 | 7.7306 | 3 | [5 empty] | 107.196 | 118.0328 | Saint-Polycarpe | QB_SPL_DSS | Rigaud | QB_RIG_DSS |  |  | 76
| L1134 | HQT | Québec | 1 | ac | 8.778 | 5.4185 | 120 | 3.693 | 3 | [5 empty] | 107.196 | 118.0328 | Chomedey | QB_CHO_TSS | Sainte-Thérèse-Ouest | QB_STO_DSS |  |  | 77
| L1135 | HQT | Québec | 1 | ac | 7.98 | 4.9259 | 120 | 3.3573 | 3 | [5 empty] | 107.196 | 118.0328 | Duvernay | QB_DUV_TSS | Landry | QB_LDY_DSS |  |  | 78
| L1136 | HQT | Québec | 1 | ac | 3.192 | 1.9704 | 120 | 1.3429 | 3 | [5 empty] | 107.196 | 118.0328 | Duvernay | QB_DUV_TSS | Saint-François | QB_SFR_DSS |  |  | 79
| L1136 | HQT | Québec | 1 | ac | 8.778 | 5.4185 | 120 | 3.693 | 3 | [5 empty] | 107.196 | 118.0328 | Saint-François | QB_SFR_DSS | Terrebonne | QB_TER_DSS |  |  | 80
| L1137 | HQT | Québec | 1 | ac | 7.98 | 4.9259 | 120 | 3.3573 | 3 | [5 empty] | 107.196 | 118.0328 | Duvernay | QB_DUV_TSS | Sainte-Rose | QB_SRO_DSS |  |  | 81
| L1137 | HQT | Québec | 1 | ac | 7.98 | 4.9259 | 120 | 3.3573 | 3 | [5 empty] | 107.196 | 118.0328 | Sainte-Rose | QB_SRO_DSS | Renaud | QB_RND_DSS |  |  | 82
| L1138 | HQT | Québec | 1 | ac | 7.98 | 4.9259 | 120 | 3.3573 | 3 | [5 empty] | 107.196 | 118.0328 | Duvernay | QB_DUV_TSS | Landry | QB_LDY_DSS |  |  | 83
| L1139 | HQT | Québec | 1 | ac | 7.98 | 4.9259 | 120 | 3.3573 | 3 | [5 empty] | 107.196 | 118.0328 | Duvernay | QB_DUV_TSS | Sainte-Rose | QB_SRO_DSS |  |  | 84
| L1139 | HQT | Québec | 1 | ac | 7.98 | 4.9259 | 120 | 3.3573 | 3 | [5 empty] | 107.196 | 118.0328 | Sainte-Rose | QB_SRO_DSS | Renaud | QB_RND_DSS |  |  | 85
| L1141 | HQT | Québec | 1 | ac | 23.625 | 14.5833 | 120 | 9.9394 | 3 | [5 empty] | 107.196 | 118.0328 | Chute-Hemmings | QB_CHH_GSS | Sainte-Perpétue | QB_SPE_DSS |  |  | 86
| L1142 | HQT | Québec | 1 | ac | 34.125 | 21.0648 | 120 | 14.3569 | 3 | [5 empty] | 107.196 | 118.0328 | Sainte-Perpétue | QB_SPE_DSS | Moras | QB_MOR_DSS |  |  | 87
| L1142 | HQT | Québec | 1 | ac | 28.875 | 17.8241 | 120 | 12.1481 | 3 | [5 empty] | 107.196 | 118.0328 | Moras | QB_MOR_DSS | Bécancour | QB_BEC_TSS |  |  | 88
| L1143 | HQT | Québec | 1 | ac | 44.625 | 27.5463 | 120 | 18.7744 | 3 | [5 empty] | 107.196 | 118.0328 | Chute-Hemmings | QB_CHH_GSS | Asbestos | QB_ASB_DSS |  |  | 89
| L1145 | HQT | Québec | 1 | ac | 26.25 | 16.2037 | 120 | 11.0437 | 3 | [5 empty] | 107.196 | 118.0328 | Grand-Pré | QB_GRP_DSS | Charette | QB_CHR_DSS |  |  | 90
| L1145 | HQT | Québec | 1 | ac | 15.75 | 9.7222 | 120 | 6.6262 | 3 | [5 empty] | 107.196 | 118.0328 | Charette | QB_CHR_DSS | Shawinigan-3 | QB_SH3_GSS |  |  | 91
| L1145 | HQT | Québec | 1 | ac | 1 | 0.61728 | 120 | 0.42071 | 3 | [5 empty] | 107.196 | 118.0328 | Shawinigan-3 | QB_SH3_GSS | Leman | QB_LMN_SWS |  |  | 92
| L1145 | HQT | Québec | 1 | ac | 1 | 0.61728 | 120 | 0.42071 | 3 | [5 empty] | 107.196 | 118.0328 | Leman | QB_LMN_SWS | Shawinigan-2 | QB_SH2_GSS |  | Line name assumed | 93
| L1146 | HQT | Québec | 1 | ac | 34.2 | 21.1111 | 120 | 14.3884 | 3 | [5 empty] | 107.196 | 118.0328 | Quyon | QB_QUY_TSS | Paugan | QB_PAU_GSS |  |  | 94
| L1151 | HQT | Québec | 1 | ac | 26.25 | 16.2037 | 120 | 11.0437 | 3 | [5 empty] | 107.196 | 118.0328 | Grand-Pré | QB_GRP_DSS | Charette | QB_CHR_DSS |  |  | 95
| L1151 | HQT | Québec | 1 | ac | 15.75 | 9.7222 | 120 | 6.6262 | 3 | [5 empty] | 107.196 | 118.0328 | Charette | QB_CHR_DSS | Shawinigan-3 | QB_SH3_GSS |  |  | 96
| L1151 | HQT | Québec | 1 | ac | 1 | 0.61728 | 120 | 0.42071 | 3 | [5 empty] | 107.196 | 118.0328 | Shawinigan-3 | QB_SH3_GSS | Leman | QB_LMN_SWS |  |  | 97
| L1151 | HQT | Québec | 1 | ac | 1 | 0.61728 | 120 | 0.42071 | 3 | [5 empty] | 107.196 | 118.0328 | Leman | QB_LMN_SWS | Shawinigan-2 | QB_SH2_GSS |  | Line name assumed | 98
| L1152 | HQT | Québec | 1 | ac | 1.05 | 0.64815 | 120 | 0.44175 | 3 | [5 empty] | 107.196 | 118.0328 | Marcotte | QB_MAR_DSS | Chute-Hemmings | QB_CHH_GSS |  |  | 99
| L1152 | HQT | Québec | 1 | ac | 39.375 | 24.3056 | 120 | 16.5656 | 3 | [5 empty] | 107.196 | 118.0328 | Chute-Hemmings | QB_CHH_GSS | Yamaska | QB_YAM_DSS |  |  | 100
| L1153 | HQT | Québec | 1 | ac | 21 | 12.963 | 120 | 8.835 | 3 | [5 empty] | 107.196 | 118.0328 | Sorel-Sud | QB_SRS_DSS | Yamaska | QB_YAM_DSS |  |  | 101
| L1154 | HQT | Québec | 1 | ac | 1.35 | 0.83333 | 120 | 0.56796 | 3 | [5 empty] | 107.196 | 118.0328 | Sorel | QB_SOR_DSS | Forges-de-Sorel | QB_FGS_ISS |  |  | 102
| L1154 | HQT | Québec | 1 | ac | 0.45 | 0.27778 | 120 | 0.18932 | 3 | [5 empty] | 107.196 | 118.0328 | Forges-de-Sorel | QB_FGS_ISS | GEC-Alstom-Fagan | QB_GEC_ISS |  |  | 103
| L1156 | HQT | Québec | 1 | ac | 7.98 | 4.9259 | 120 | 3.3573 | 3 | [5 empty] | 107.196 | 118.0328 | Duvernay | QB_DUV_TSS | Sainte-Rose | QB_SRO_DSS |  |  | 104
| L1156 | HQT | Québec | 1 | ac | 7.98 | 4.9259 | 120 | 3.3573 | 3 | [5 empty] | 107.196 | 118.0328 | Sainte-Rose | QB_SRO_DSS | Boulevard-Labelle | QB_BLL_DSS |  |  | 105
| L1157 | HQT | Québec | 1 | ac | 7.98 | 4.9259 | 120 | 3.3573 | 3 | [5 empty] | 107.196 | 118.0328 | Duvernay | QB_DUV_TSS | Sainte-Rose | QB_SRO_DSS |  |  | 106
| L1157 | HQT | Québec | 1 | ac | 7.98 | 4.9259 | 120 | 3.3573 | 3 | [5 empty] | 107.196 | 118.0328 | Sainte-Rose | QB_SRO_DSS | Boulevard-Labelle | QB_BLL_DSS |  |  | 107
| L1159 | HQT | Québec | 1 | ac | 1.05 | 0.64815 | 120 | 0.44175 | 3 | [5 empty] | 107.196 | 118.0328 | Rosiers | QB_RSR_DSS | Kingsey | QB_KSY_TSS |  | Line name assumed | 108
| L1159 | HQT | Québec | 1 | ac | 23.625 | 14.5833 | 120 | 9.9394 | 3 | [5 empty] | 107.196 | 118.0328 | Kingsey | QB_KSY_TSS | Arthabaska | QB_ART_DSS |  |  | 109
| L1159 | HQT | Québec | 1 | ac | 13.125 | 8.1019 | 120 | 5.5219 | 3 | [5 empty] | 107.196 | 118.0328 | Arthabaska | QB_ART_DSS | Bois-Francs | QB_BSF_DSS |  |  | 110
| L1159 | HQT | Québec | 1 | ac | 26.25 | 16.2037 | 120 | 11.0437 | 3 | [5 empty] | 107.196 | 118.0328 | Bois-Francs | QB_BSF_DSS | Plessisville | QB_PLS_DSS |  |  | 111
| L1160 | HQT | Québec | 1 | ac | 26.25 | 16.2037 | 120 | 11.0437 | 3 | [5 empty] | 107.196 | 118.0328 | Chambly | QB_CHY_DSS | Saint-Césaire | QB_SCS_DSS |  |  | 112
| L1161 | HQT | Québec | 1 | ac | 10.5 | 6.4815 | 120 | 4.4175 | 3 | [5 empty] | 107.196 | 118.0328 | Varennes | QB_VRN_DSS | IREQ | QB_IRQ_ISS |  |  | 113
| L1161 | HQT | Québec | 1 | ac | 5.25 | 3.2407 | 120 | 2.2087 | 3 | [5 empty] | 107.196 | 118.0328 | IREQ | QB_IRQ_ISS | Pierre Boucher | QB_PBO_DSS |  |  | 114
| L1162 | HQT | Québec | 1 | ac | 1.05 | 0.64815 | 120 | 0.44175 | 3 | [5 empty] | 107.196 | 118.0328 | Basell Canada Inc | QB_BAS_ISS | Varennes | QB_VRN_DSS |  | Line name assumed | 115
| L1162 | HQT | Québec | 1 | ac | 18.375 | 11.3426 | 120 | 7.7306 | 3 | [5 empty] | 107.196 | 118.0328 | Varennes | QB_VRN_DSS | Praxair Canada Contrecoeur | QB_PRX_ISS |  |  | 116
| L1162 | HQT | Québec | 1 | ac | 1.05 | 0.64815 | 120 | 0.44175 | 3 | [5 empty] | 107.196 | 118.0328 | Praxair Canada Contrecoeur | QB_PRX_ISS | Argonal Inc | QB_ARG_ISS |  |  | 117
| L1162 | HQT | Québec | 1 | ac | 5.25 | 3.2407 | 120 | 2.2087 | 3 | [5 empty] | 107.196 | 118.0328 | Argonal Inc | QB_ARG_ISS | Contrecoeur | QB_CTC_DSS |  |  | 118
| L1163 | HQT | Québec | 1 | ac | 10.5 | 6.4815 | 120 | 4.4175 | 3 | [5 empty] | 107.196 | 118.0328 | Varennes | QB_VRN_DSS | IREQ | QB_IRQ_ISS |  |  | 119
| L1163 | HQT | Québec | 1 | ac | 5.25 | 3.2407 | 120 | 2.2087 | 3 | [5 empty] | 107.196 | 118.0328 | IREQ | QB_IRQ_ISS | Pierre Boucher | QB_PBO_DSS |  |  | 120
| L1164 | HQT | Québec | 1 | ac | 1.05 | 0.64815 | 120 | 0.44175 | 3 | [5 empty] | 107.196 | 118.0328 | Rosiers | QB_RSR_DSS | Kingsey | QB_KSY_TSS |  | Line name assumed | 121
| L1164 | HQT | Québec | 1 | ac | 23.625 | 14.5833 | 120 | 9.9394 | 3 | [5 empty] | 107.196 | 118.0328 | Kingsey | QB_KSY_TSS | Arthabaska | QB_ART_DSS |  |  | 122
| L1164 | HQT | Québec | 1 | ac | 13.125 | 8.1019 | 120 | 5.5219 | 3 | [5 empty] | 107.196 | 118.0328 | Arthabaska | QB_ART_DSS | Bois-Francs | QB_BSF_DSS |  |  | 123
| L1165 | HQT | Québec | 1 | ac | 3.192 | 1.9704 | 120 | 1.3429 | 3 | [5 empty] | 107.196 | 118.0328 | Aqueduc | QB_AQD_TSS | Hadley | QB_HAD_DSS |  |  | 124
| L1166 | HQT | Québec | 1 | ac | 3.192 | 1.9704 | 120 | 1.3429 | 3 | [5 empty] | 107.196 | 118.0328 | Aqueduc | QB_AQD_TSS | Hadley | QB_HAD_DSS |  |  | 125
| L1167 | HQT | Québec | 1 | ac | 18.375 | 11.3426 | 120 | 7.7306 | 3 | [5 empty] | 107.196 | 118.0328 | Lambton | QB_LAM_DSS | Saint-Évariste | QB_SEV_DSS |  |  | 126
| L1168 | HQT | Québec | 1 | ac | 57.75 | 35.6481 | 120 | 24.2963 | 3 | [5 empty] | 107.196 | 118.0328 | Weedon | QB_WDN_DSS | Mégantic | QB_MEG_DSS |  |  | 127
| L1168 | HQT | Québec | 1 | ac | 42 | 25.9259 | 120 | 17.67 | 3 | [5 empty] | 107.196 | 118.0328 | Mégantic | QB_MEG_DSS | Lambton | QB_LAM_DSS |  |  | 128
| L1169 | HQT | Québec | 1 | ac | 18.375 | 11.3426 | 120 | 7.7306 | 3 | [5 empty] | 107.196 | 118.0328 | Cleveland | QB_CLV_DSS | Cowansville | QB_COW_DSS |  |  | 129
| L1171 | HQT | Québec | 1 | ac | 5.25 | 3.2407 | 120 | 2.2087 | 3 | [5 empty] | 107.196 | 118.0328 | Bromptonville | QB_BRO_DSS | Kruger Inc Bromptonville | QB_KRB_ISS |  |  | 130
| L1171 | HQT | Québec | 1 | ac | 13.125 | 8.1019 | 120 | 5.5219 | 3 | [5 empty] | 107.196 | 118.0328 | Kruger Inc Bromptonville | QB_KRB_ISS | Windsor | QB_WND_DSS |  |  | 131
| L1171 | HQT | Québec | 1 | ac | 1.05 | 0.64815 | 120 | 0.44175 | 3 | [5 empty] | 107.196 | 118.0328 | Windsor | QB_WND_DSS | Domtar Windsor | QB_DOM_ISS |  |  | 132
| L1171 | HQT | Québec | 1 | ac | 1.05 | 0.64815 | 120 | 0.44175 | 3 | [5 empty] | 107.196 | 118.0328 | Domtar Windsor | QB_DOM_ISS | Des Cantons | QB_DEC_TSS |  |  | 133
| L1173 | HQT | Québec | 1 | ac | 22.8 | 14.0741 | 120 | 9.5923 | 3 | [5 empty] | 107.196 | 118.0328 | Wyman | QB_WYM_DSS | Cadieux | QB_CDX_DSS |  |  | 134
| L1174 | HQT | Québec | 1 | ac | 5.25 | 3.2407 | 120 | 2.2087 | 3 | [5 empty] | 107.196 | 118.0328 | Bromptonville | QB_BRO_DSS | Kruger Inc Bromptonville | QB_KRB_ISS |  |  | 135
| L1174 | HQT | Québec | 1 | ac | 13.125 | 8.1019 | 120 | 5.5219 | 3 | [5 empty] | 107.196 | 118.0328 | Kruger Inc Bromptonville | QB_KRB_ISS | Windsor | QB_WND_DSS |  |  | 136
| L1174 | HQT | Québec | 1 | ac | 1.05 | 0.64815 | 120 | 0.44175 | 3 | [5 empty] | 107.196 | 118.0328 | Windsor | QB_WND_DSS | Domtar Windsor | QB_DOM_ISS |  |  | 137
| L1174 | HQT | Québec | 1 | ac | 1.05 | 0.64815 | 120 | 0.44175 | 3 | [5 empty] | 107.196 | 118.0328 | Domtar Windsor | QB_DOM_ISS | Des Cantons | QB_DEC_TSS |  |  | 138
| L1175 | HQT | Québec | 1 | ac | 31.5 | 19.4444 | 120 | 13.2525 | 3 | [5 empty] | 107.196 | 118.0328 | Bromptonville | QB_BRO_DSS | East Angus | QB_EAG_DSS |  |  | 145
| L1176 | HQT | Québec | 1 | ac | 3.99 | 2.463 | 120 | 1.6786 | 3 | [5 empty] | 107.196 | 118.0328 | Hampstead | QB_HAM_DSS | Rockfield | QB_RCK_DSS |  |  | 146
| L1176 | HQT | Québec | 1 | ac | 3.99 | 2.463 | 120 | 1.6786 | 3 | [5 empty] | 107.196 | 118.0328 | Rockfield | QB_RCK_DSS | Aqueduc | QB_AQD_TSS |  |  | 147
| L1178 | HQT | Québec | 1 | ac | 3.192 | 1.9704 | 120 | 1.3429 | 3 | [5 empty] | 107.196 | 118.0328 | Duvernay | QB_DUV_TSS | Saint-François | QB_SFR_DSS |  |  | 148
| L1178 | HQT | Québec | 1 | ac | 7.182 | 4.4333 | 120 | 3.0216 | 3 | [5 empty] | 107.196 | 118.0328 | Saint-François | QB_SFR_DSS | Terrebonne | QB_TER_DSS |  |  | 149
| L1180 | HQT | Québec | 1 | ac | 28.875 | 17.8241 | 120 | 12.1481 | 3 | [5 empty] | 107.196 | 118.0328 | Saint-Césaire | QB_SCS_DSS | Montérégie | QB_MTR_TSS |  |  | 153
| L1180 | HQT | Québec | 1 | ac | 21 | 12.963 | 120 | 8.835 | 3 | [5 empty] | 107.196 | 118.0328 | Montérégie | QB_MTR_TSS | Sainte-Rosalie | QB_SRL_DSS |  |  | 154
| L1180 | HQT | Québec | 1 | ac | 7.875 | 4.8611 | 120 | 3.3131 | 3 | [5 empty] | 107.196 | 118.0328 | Sainte-Rosalie | QB_SRL_DSS | Casavant | QB_CSV_DSS |  |  | 155
| L1181 | HQT | Québec | 1 | ac | 28.875 | 17.8241 | 120 | 12.1481 | 3 | [5 empty] | 107.196 | 118.0328 | Saint-Césaire | QB_SCS_DSS | Montérégie | QB_MTR_TSS |  |  | 156
| L1181 | HQT | Québec | 1 | ac | 21 | 12.963 | 120 | 8.835 | 3 | [5 empty] | 107.196 | 118.0328 | Montérégie | QB_MTR_TSS | Sainte-Rosalie | QB_SRL_DSS |  |  | 157
| L1182 | HQT | Québec | 1 | ac | 3.675 | 2.2685 | 120 | 1.5461 | 3 | [5 empty] | 107.196 | 118.0328 | Marcotte | QB_MAR_DSS | Heriot | QB_HER_TSS |  |  | 158
| L1182 | HQT | Québec | 1 | ac | 7.875 | 4.8611 | 120 | 3.3131 | 3 | [5 empty] | 107.196 | 118.0328 | Heriot | QB_HER_TSS | Grantham | QB_GRT_DSS |  |  | 159
| L1183 | HQT | Québec | 1 | ac | 26.25 | 16.2037 | 120 | 11.0437 | 3 | [5 empty] | 107.196 | 118.0328 | Bromptonville | QB_BRO_DSS | East Angus | QB_EAG_DSS |  |  | 160
| L1183 | HQT | Québec | 1 | ac | 39.375 | 24.3056 | 120 | 16.5656 | 3 | [5 empty] | 107.196 | 118.0328 | East Angus | QB_EAG_DSS | Weedon | QB_WDN_DSS |  |  | 161
| L1184 | HQT | Québec | 1 | ac | 13.125 | 8.1019 | 120 | 5.5219 | 3 | [5 empty] | 107.196 | 118.0328 | L'Acadie | QB_ACD_DSS | Chambly | QB_CHY_DSS |  |  | 162
| L1186 | HQT | Québec | 1 | ac | 5.25 | 3.2407 | 120 | 2.2087 | 3 | [5 empty] | 107.196 | 118.0328 | Marcotte | QB_MAR_DSS | Heriot | QB_HER_TSS |  |  | 163
| L1186 | HQT | Québec | 1 | ac | 7.875 | 4.8611 | 120 | 3.3131 | 3 | [5 empty] | 107.196 | 118.0328 | Heriot | QB_HER_TSS | Grantham | QB_GRT_DSS |  |  | 164
| L1187 | HQT | Québec | 1 | ac | 18.375 | 11.3426 | 120 | 7.7306 | 3 | [5 empty] | 107.196 | 118.0328 | Saint-Césaire | QB_SCS_DSS | Granby | QB_GRY_DSS |  |  | 165
| L1187 | HQT | Québec | 1 | ac | 7.875 | 4.8611 | 120 | 3.3131 | 3 | [5 empty] | 107.196 | 118.0328 | Granby | QB_GRY_DSS | Cleveland | QB_CLV_DSS |  |  | 166
| L1188 | HQT | Québec | 1 | ac | 7.875 | 4.8611 | 120 | 3.3131 | 3 | [5 empty] | 107.196 | 118.0328 | Sainte-Rosalie | QB_SRL_DSS | Casavant | QB_CSV_DSS |  |  | 167
| L1192 | HQT | Québec | 1 | ac | 15.75 | 9.7222 | 120 | 6.6262 | 3 | [5 empty] | 107.196 | 118.0328 | Stukely | QB_STK_DSS | Waterloo | QB_WLO_DSS |  |  | 168
| L1193 | HQT | Québec | 1 | ac | 18.375 | 11.3426 | 120 | 7.7306 | 3 | [5 empty] | 107.196 | 118.0328 | La Prairie | QB_LPR_TSS | Richelieu | QB_RCH_DSS |  |  | 169
| L1195 | HQT | Québec | 1 | ac | 28.875 | 17.8241 | 120 | 12.1481 | 3 | [5 empty] | 107.196 | 118.0328 | Moras | QB_MOR_DSS | Bécancour | QB_BEC_TSS |  |  | 173
| L1196 | HQT | Québec | 1 | ac | 1.596 | 0.98519 | 120 | 0.67146 | 3 | [5 empty] | 107.196 | 118.0328 | Atwater | QB_ATW_DSS | Maissonneuve | QB_MNV_DSS |  |  | 174
| L1198 | HQT | Québec | 1 | ac | 1.575 | 0.97222 | 120 | 0.66263 | 3 | [5 empty] | 107.196 | 118.0328 | Mine Jeffrey | QB_MNJ_ISS | Asbestos | QB_ASB_DSS |  |  | 175
| L1198 | HQT | Québec | 1 | ac | 10.5 | 6.4815 | 120 | 4.4175 | 3 | [5 empty] | 107.196 | 118.0328 | Asbestos | QB_ASB_DSS | Rosiers | QB_RSR_DSS |  |  | 176
| L1199 | HQT | Québec | 1 | ac | 15.75 | 9.7222 | 120 | 6.6262 | 3 | [5 empty] | 107.196 | 118.0328 | Joliette | QB_JLT_DSS | Ramezay | QB_RAM_DSS |  |  | 177
| L1200 | HQT | Québec | 1 | ac | 6.384 | 3.9407 | 120 | 2.6858 | 3 | [5 empty] | 107.196 | 118.0328 | Aqueduc | QB_AQD_TSS | Atwater | QB_ATW_DSS |  |  | 178
| L1201 | HQT | Québec | 2 | ac | 42 | 25.9259 | 120 | 17.67 | 3 | [5 empty] | 107.196 | 118.0328 | Beauharnois-Est | QB_BEE_GSS | Aqueduc | QB_AQD_TSS |  |  | 179
| L1202 | HQT | Québec | 2 | ac | 42 | 25.9259 | 120 | 17.67 | 3 | [5 empty] | 107.196 | 118.0328 | Beauharnois-Est | QB_BEE_GSS | Aqueduc | QB_AQD_TSS |  |  | 180
| L1204 | HQT | Québec | 1 | ac | 3.192 | 1.9704 | 120 | 1.3429 | 3 | [5 empty] | 107.196 | 118.0328 | Hampstead | QB_HAM_DSS | Laurent | QB_LRT_DSS |  |  | 181
| L1205 | HQT | Québec | 1 | ac | 15.75 | 9.7222 | 120 | 6.6262 | 3 | [5 empty] | 107.196 | 118.0328 | Léry | QB_LRY_ISS | Mercier | QB_MER_DSS |  |  | 182
| L1205 | HQT | Québec | 1 | ac | 21 | 12.963 | 120 | 8.835 | 3 | [5 empty] | 107.196 | 118.0328 | Mercier | QB_MER_DSS | La Prairie | QB_LPR_TSS |  |  | 183
| L1206 | HQT | Québec | 1 | ac | 15.75 | 9.7222 | 120 | 6.6262 | 3 | [5 empty] | 107.196 | 118.0328 | Léry | QB_LRY_ISS | Mercier | QB_MER_DSS |  |  | 184
| L1206 | HQT | Québec | 1 | ac | 15.75 | 9.7222 | 120 | 6.6262 | 3 | [5 empty] | 107.196 | 118.0328 | Mercier | QB_MER_DSS | Saint-Rémi | QB_SRE_DSS |  |  | 185
| L1206 | HQT | Québec | 1 | ac | 21 | 12.963 | 120 | 8.835 | 3 | [5 empty] | 107.196 | 118.0328 | Saint-Rémi | QB_SRE_DSS | Delson | QB_DLN_DSS |  |  | 186
| L1209 | HQT | Québec | 1 | ac | 13.125 | 8.1019 | 120 | 5.5219 | 3 | [5 empty] | 107.196 | 118.0328 | La Prairie | QB_LPR_TSS | Chambly | QB_CHY_DSS |  |  | 187
| L1209 | HQT | Québec | 1 | ac | 15.75 | 9.7222 | 120 | 6.6262 | 3 | [5 empty] | 107.196 | 118.0328 | Chambly | QB_CHY_DSS | Saint-Basile | QB_SAB_DSS |  |  | 188
| L1210 | HQT | Québec | 1 | ac | 3.591 | 2.2167 | 120 | 1.5108 | 3 | [5 empty] | 107.196 | 118.0328 | Saint-Maxime | QB_SMX_DSS | Marie-Victorin | QB_MRV_DSS |  |  | 189
| L1211 | HQT | Québec | 1 | ac | 3.591 | 2.2167 | 120 | 1.5108 | 3 | [5 empty] | 107.196 | 118.0328 | Saint-Maxime | QB_SMX_DSS | Marie-Victorin | QB_MRV_DSS |  |  | 190
| L1212 | HQT | Québec | 1 | ac | 1.596 | 0.98519 | 120 | 0.67146 | 3 | [5 empty] | 107.196 | 118.0328 | Guy | QB_GUY_DSS | Maissonneuve | QB_MNV_DSS |  |  | 191
| L1213 | HQT | Québec | 1 | ac | 21 | 12.963 | 120 | 8.835 | 3 | [5 empty] | 107.196 | 118.0328 | Châteauguay | QB_CHG_DSS | Ormstown | QB_ORM_DSS |  |  | 192
| L1213 | HQT | Québec | 1 | ac | 21 | 12.963 | 120 | 8.835 | 3 | [5 empty] | 107.196 | 118.0328 | Ormstown | QB_ORM_DSS | Huntingdon | QB_HUN_DSS |  |  | 193
| L1214 | HQT | Québec | 1 | ac | 21 | 12.963 | 120 | 8.835 | 3 | [5 empty] | 107.196 | 118.0328 | Châteauguay | QB_CHG_DSS | Ormstown | QB_ORM_DSS |  |  | 194
| L1214 | HQT | Québec | 1 | ac | 21 | 12.963 | 120 | 8.835 | 3 | [5 empty] | 107.196 | 118.0328 | Ormstown | QB_ORM_DSS | Huntingdon | QB_HUN_DSS |  |  | 195
| L1215 | HQT | Québec | 1 | ac | 2.394 | 1.4778 | 120 | 1.0072 | 3 | [5 empty] | 107.196 | 118.0328 | Berri | QB_BRI_DSS | De Lorimier | QB_DEL_DSS |  |  | 196
| L1218 | HQT | Québec | 1 | ac | 3.99 | 2.463 | 120 | 1.6786 | 3 | [5 empty] | 107.196 | 118.0328 | Falconbridge Limitée Montréal-Est | QB_FLC_ISS | Montréal-Est | QB_MTE_DSS |  |  | 197
| L1218 | HQT | Québec | 1 | ac | 3.99 | 2.463 | 120 | 1.6786 | 3 | [5 empty] | 107.196 | 118.0328 | Montréal-Est | QB_MTE_DSS | Interquisa | QB_INQ_ISS |  |  | 198
| L1219 | HQT | Québec | 1 | ac | 3.99 | 2.463 | 120 | 1.6786 | 3 | [5 empty] | 107.196 | 118.0328 | Bélanger | QB_BEL_TSS | Montréal-Nord | QB_MND_DSS |  |  | 199
| L1220 | HQT | Québec | 1 | ac | 14.364 | 8.8667 | 120 | 6.0431 | 3 | [5 empty] | 107.196 | 118.0328 | Bélanger | QB_BEL_TSS | Bout-de-l'Île | QB_BDI_DSS |  |  | 200
| L1221 | HQT | Québec | 1 | ac | 21 | 12.963 | 120 | 8.835 | 3 | [5 empty] | 107.196 | 118.0328 | Mercier | QB_MER_DSS | La Prairie | QB_LPR_TSS |  |  | 201
| L1221 | HQT | Québec | 1 | ac | 21 | 12.963 | 120 | 8.835 | 3 | [5 empty] | 107.196 | 118.0328 | La Prairie | QB_LPR_TSS | Richelieu | QB_RCH_DSS |  |  | 202
| L1222 | HQT | Québec | 1 | ac | 14.364 | 8.8667 | 120 | 6.0431 | 3 | [5 empty] | 107.196 | 118.0328 | Bélanger | QB_BEL_TSS | Bout-de-l'Île | QB_BDI_DSS |  |  | 203
| L1223 | HQT | Québec | 1 | ac | 14.364 | 8.8667 | 120 | 6.0431 | 3 | [5 empty] | 107.196 | 118.0328 | Bélanger | QB_BEL_TSS | Bout-de-l'Île | QB_BDI_DSS |  |  | 204
| L1224 | HQT | Québec | 1 | ac | 14.364 | 8.8667 | 120 | 6.0431 | 3 | [5 empty] | 107.196 | 118.0328 | Bélanger | QB_BEL_TSS | Bout-de-l'Île | QB_BDI_DSS |  |  | 205
| L1224 | HQT | Québec | 1 | ac | 11.172 | 6.8963 | 120 | 4.7002 | 3 | [5 empty] | 107.196 | 118.0328 | Bout-de-l'Île | QB_BDI_DSS | Montréal-Nord | QB_MND_DSS |  |  | 206
| L1225 | HQT | Québec | 1 | ac | 13.125 | 8.1019 | 120 | 5.5219 | 3 | [5 empty] | 107.196 | 118.0328 | Delson | QB_DLN_DSS | La Prairie | QB_LPR_TSS |  |  | 207
| L1230 | HQT | Québec | 1 | ac | 6.384 | 3.9407 | 120 | 2.6858 | 3 | [5 empty] | 107.196 | 118.0328 | Saraguay | QB_SRG_DSS | Laurent | QB_LRT_DSS |  |  | 212
| L1230 | HQT | Québec | 1 | ac | 4.788 | 2.9556 | 120 | 2.0144 | 3 | [5 empty] | 107.196 | 118.0328 | Laurent | QB_LRT_DSS | Mont-Royal | QB_MTY_DSS |  |  | 213
| L1231 | HQT | Québec | 1 | ac | 13.125 | 8.1019 | 120 | 5.5219 | 3 | [5 empty] | 107.196 | 118.0328 | La Prairie | QB_LPR_TSS | Chambly | QB_CHY_DSS |  |  | 214
| L1231 | HQT | Québec | 1 | ac | 15.75 | 9.7222 | 120 | 6.6262 | 3 | [5 empty] | 107.196 | 118.0328 | Chambly | QB_CHY_DSS | Saint-Basile | QB_SAB_DSS |  |  | 215
| L1232 | HQT | Québec | 1 | ac | 1.197 | 0.73889 | 120 | 0.5036 | 3 | [5 empty] | 107.196 | 118.0328 | Berri | QB_BRI_DSS | Dorchester | QB_DOR_DSS |  |  | 216
| L1233 | HQT | Québec | 1 | ac | 6.384 | 3.9407 | 120 | 2.6858 | 3 | [5 empty] | 107.196 | 118.0328 | Mont-Royal | QB_MTY_DSS | Saraguay | QB_SRG_DSS |  |  | 217
| L1235 | HQT | Québec | 1 | ac | 3.99 | 2.463 | 120 | 1.6786 | 3 | [5 empty] | 107.196 | 118.0328 | Saraguay | QB_SRG_DSS | Reed | QB_REE_DSS |  |  | 218
| L1236 | HQT | Québec | 1 | ac | 3.99 | 2.463 | 120 | 1.6786 | 3 | [5 empty] | 107.196 | 118.0328 | Saraguay | QB_SRG_DSS | Reed | QB_REE_DSS |  |  | 219
| L1237 | HQT | Québec | 1 | ac | 4.788 | 2.9556 | 120 | 2.0144 | 3 | [5 empty] | 107.196 | 118.0328 | Reed | QB_REE_DSS | Fleury | QB_FLE_DSS |  |  | 220
| L1238 | HQT | Québec | 1 | ac | 4.788 | 2.9556 | 120 | 2.0144 | 3 | [5 empty] | 107.196 | 118.0328 | Reed | QB_REE_DSS | Fleury | QB_FLE_DSS |  |  | 221
| L1239 | HQT | Québec | 1 | ac | 23.625 | 14.5833 | 120 | 9.9394 | 3 | [5 empty] | 107.196 | 118.0328 | Saint-Rémi | QB_SRE_DSS | Napierville | QB_NPR_DSS |  |  | 222
| L1241 | HQT | Québec | 1 | ac | 3.99 | 2.463 | 120 | 1.6786 | 3 | [5 empty] | 107.196 | 118.0328 | Hampstead | QB_HAM_DSS | Rockfield | QB_RCK_DSS |  |  | 223
| L1241 | HQT | Québec | 1 | ac | 3.99 | 2.463 | 120 | 1.6786 | 3 | [5 empty] | 107.196 | 118.0328 | Rockfield | QB_RCK_DSS | Aqueduc | QB_AQD_TSS |  |  | 224
| L1242 | HQT | Québec | 1 | ac | 2.394 | 1.4778 | 120 | 1.0072 | 3 | [5 empty] | 107.196 | 118.0328 | Hadley | QB_HAD_DSS | Rolls-Royce | QB_RLR_ISS |  |  | 225
| L1242 | HQT | Québec | 1 | ac | 0.798 | 0.49259 | 120 | 0.33573 | 3 | [5 empty] | 107.196 | 118.0328 | Rolls-Royce | QB_RLR_ISS | Atwater | QB_ATW_DSS |  |  | 226
| L1243 | HQT | Québec | 1 | ac | 8 | 4.9383 | 120 | 3.3657 | 3 | [5 empty] | 107.196 | 118.0328 | Langlois | QB_LGS_TSS | Eka Chimie Canada Inc | QB_EKA_ISS |  |  | 227
| L1243 | HQT | Québec | 1 | ac | 1 | 0.61728 | 120 | 0.42071 | 3 | [5 empty] | 107.196 | 118.0328 | Eka Chimie Canada Inc | QB_EKA_ISS | Larocque | QB_LRQ_ISS |  |  | 228
| L1244 | HQT | Québec | 1 | ac | 1.596 | 0.98519 | 120 | 0.67146 | 3 | [5 empty] | 107.196 | 118.0328 | Longue-Pointe | QB_LGP_DSS | Notre-Dame | QB_NDA_TSS |  |  | 229
| L1245 | HQT | Québec | 1 | ac | 1.596 | 0.98519 | 120 | 0.67146 | 3 | [5 empty] | 107.196 | 118.0328 | Longue-Pointe | QB_LGP_DSS | Notre-Dame | QB_NDA_TSS |  |  | 230
| L1246 | HQT | Québec | 1 | ac | 6.384 | 3.9407 | 120 | 2.6858 | 3 | [5 empty] | 107.196 | 118.0328 | Saraguay | QB_SRG_DSS | Laurent | QB_LRT_DSS |  |  | 231
| L1247 | HQT | Québec | 1 | ac | 4.788 | 2.9556 | 120 | 2.0144 | 3 | [5 empty] | 107.196 | 118.0328 | Laurent | QB_LRT_DSS | Mont-Royal | QB_MTY_DSS |  |  | 232
| L1248 | HQT | Québec | 1 | ac | 6.384 | 3.9407 | 120 | 2.6858 | 3 | [5 empty] | 107.196 | 118.0328 | Saraguay | QB_SRG_DSS | Laurent | QB_LRT_DSS |  |  | 233
| L1250 | HQT | Québec | 1 | ac | 9.576 | 5.9111 | 120 | 4.0288 | 3 | [5 empty] | 107.196 | 118.0328 | Berri | QB_BRI_DSS | Notre-Dame | QB_NDA_TSS |  |  | 234
| L1251 | HQT | Québec | 1 | ac | 13.125 | 8.1019 | 120 | 5.5219 | 3 | [5 empty] | 107.196 | 118.0328 | Delson | QB_DLN_DSS | La Prairie | QB_LPR_TSS |  |  | 235
| L1253 | HQT | Québec | 1 | ac | 7.182 | 4.4333 | 120 | 3.0216 | 3 | [5 empty] | 107.196 | 118.0328 | Saint-Jean | QB_SJE_DSS | Salaberry | QB_SLB_DSS |  |  | 236
| L1253 | HQT | Québec | 1 | ac | 0.798 | 0.49259 | 120 | 0.33573 | 3 | [5 empty] | 107.196 | 118.0328 | Salaberry | QB_SLB_DSS | Saraguay | QB_SRG_DSS |  |  | 237
| L1254 | HQT | Québec | 1 | ac | 10.374 | 6.4037 | 120 | 4.3645 | 3 | [5 empty] | 107.196 | 118.0328 | Baie d'Urfé | QB_BAU_DSS | Saint-Jean | QB_SJE_DSS |  |  | 238
| L1254 | HQT | Québec | 1 | ac | 7.182 | 4.4333 | 120 | 3.0216 | 3 | [5 empty] | 107.196 | 118.0328 | Saint-Jean | QB_SJE_DSS | Salaberry | QB_SLB_DSS |  |  | 239
| L1254 | HQT | Québec | 1 | ac | 0.798 | 0.49259 | 120 | 0.33573 | 3 | [5 empty] | 107.196 | 118.0328 | Salaberry | QB_SLB_DSS | Saraguay | QB_SRG_DSS |  |  | 240
| L1255 | HQT | Québec | 1 | ac | 10.374 | 6.4037 | 120 | 4.3645 | 3 | [5 empty] | 107.196 | 118.0328 | Baie d'Urfé | QB_BAU_DSS | Saint-Jean | QB_SJE_DSS |  |  | 241
| L1262 | HQT | Québec | 1 | ac | 8 | 4.9383 | 120 | 3.3657 | 3 | [5 empty] | 107.196 | 118.0328 | Langlois | QB_LGS_TSS | Monseigneur-Émard | QB_MGE_DSS |  |  | 246
| L1263 | HQT | Québec | 1 | ac | 2.5 | 1.5432 | 120 | 1.0518 | 3 | [5 empty] | 107.196 | 118.0328 | Les Cèdres | QB_LCS_GSS | Langlois | QB_LGS_TSS |  |  | 247
| L1264 | HQT | Québec | 1 | ac | 8 | 4.9383 | 120 | 3.3657 | 3 | [5 empty] | 107.196 | 118.0328 | Langlois | QB_LGS_TSS | Valleyfield | QB_VLF_DSS |  |  | 248
| L1264 | HQT | Québec | 1 | ac | 2.5 | 1.5432 | 120 | 1.0518 | 3 | [5 empty] | 107.196 | 118.0328 | Valleyfield | QB_VLF_DSS | Larocque | QB_LRQ_ISS |  |  | 249
| L1264 | HQT | Québec | 1 | ac | 0.5 | 0.30864 | 120 | 0.21036 | 3 | [5 empty] | 107.196 | 118.0328 | Larocque | QB_LRQ_ISS | La Société en commandite revenu Noranda | QB_LCN_ISS |  |  | 250
| L1265 | HQT | Québec | 1 | ac | 34.125 | 21.0648 | 120 | 14.3569 | 3 | [5 empty] | 107.196 | 118.0328 | Carillon | QB_CAR_GSS | Mirabel | QB_MIR_DSS |  |  | 251
| L1266 | HQT | Québec | 1 | ac | 10.5 | 6.4815 | 120 | 4.4175 | 3 | [5 empty] | 107.196 | 118.0328 | Sainte-Thérèse-Ouest | QB_STO_DSS | Chomedey | QB_CHO_TSS |  |  | 253
| L1267 | HQT | Québec | 1 | ac | 39.375 | 24.3056 | 120 | 16.5656 | 3 | [5 empty] | 107.196 | 118.0328 | Carillon | QB_CAR_GSS | La Trappe | QB_LTR_DSS |  |  | 254
| L1267 | HQT | Québec | 1 | ac | 13.125 | 8.1019 | 120 | 5.5219 | 3 | [5 empty] | 107.196 | 118.0328 | La Trappe | QB_LTR_DSS | Saint-Eustache | QB_SEU_DSS |  |  | 255
| L1268 | HQT | Québec | 1 | ac | 39.375 | 24.3056 | 120 | 16.5656 | 3 | [5 empty] | 107.196 | 118.0328 | Carillon | QB_CAR_GSS | La Trappe | QB_LTR_DSS |  |  | 256
| L1268 | HQT | Québec | 1 | ac | 13.125 | 8.1019 | 120 | 5.5219 | 3 | [5 empty] | 107.196 | 118.0328 | La Trappe | QB_LTR_DSS | Saint-Eustache | QB_SEU_DSS |  |  | 257
| L1269 | HQT | Québec | 1 | ac | 4.5 | 2.7778 | 120 | 1.8932 | 3 | [5 empty] | 107.196 | 118.0328 | Goodyear Canada | QB_GOO_ISS | Valleyfield | QB_VLF_DSS |  |  | 258
| L1270 | HQT | Québec | 1 | ac | 36.75 | 22.6852 | 120 | 15.4612 | 3 | [5 empty] | 107.196 | 118.0328 | Saint-Louis | QB_SLO_DSS | Saint-Chrysostome | QB_SCH_DSS |  |  | 259
| L1270 | HQT | Québec | 1 | ac | 26.25 | 16.2037 | 120 | 11.0437 | 3 | [5 empty] | 107.196 | 118.0328 | Saint-Chrysostome | QB_SCH_DSS | Hemmingford | QB_HEM_DSS |  |  | 260
| L1272 | HQT | Québec | 1 | ac | 14.364 | 8.8667 | 120 | 6.0431 | 3 | [5 empty] | 107.196 | 118.0328 | Chomedey | QB_CHO_TSS | Fleury | QB_FLE_DSS |  |  | 261
| L1273 | HQT | Québec | 1 | ac | 14.364 | 8.8667 | 120 | 6.0431 | 3 | [5 empty] | 107.196 | 118.0328 | Chomedey | QB_CHO_TSS | Fleury | QB_FLE_DSS |  |  | 262
| L1274 | HQT | Québec | 1 | ac | 14.364 | 8.8667 | 120 | 6.0431 | 3 | [5 empty] | 107.196 | 118.0328 | Chomedey | QB_CHO_TSS | Fleury | QB_FLE_DSS |  |  | 263
| L1275 | HQT | Québec | 1 | ac | 14.364 | 8.8667 | 120 | 6.0431 | 3 | [5 empty] | 107.196 | 118.0328 | Chomedey | QB_CHO_TSS | Fleury | QB_FLE_DSS |  |  | 264
| L1276 | HQT | Québec | 1 | ac | 10.5 | 6.4815 | 120 | 4.4175 | 3 | [5 empty] | 107.196 | 118.0328 | La Prairie | QB_LPR_TSS | Saint-Maxime | QB_SMX_DSS |  |  | 265
| L1277 | HQT | Québec | 1 | ac | 10.5 | 6.4815 | 120 | 4.4175 | 3 | [5 empty] | 107.196 | 118.0328 | La Prairie | QB_LPR_TSS | Saint-Maxime | QB_SMX_DSS |  |  | 266
| L1279 | HQT | Québec | 1 | ac | 2.394 | 1.4778 | 120 | 1.0072 | 3 | [5 empty] | 107.196 | 118.0328 | Atwater | QB_ATW_DSS | Guy | QB_GUY_DSS |  |  | 270
| L1281 | HQT | Québec | 1 | ac | 5.187 | 3.2019 | 120 | 2.1822 | 3 | [5 empty] | 107.196 | 118.0328 | Beaumont | QB_BEM_DSS | Dorchester | QB_DOR_DSS |  |  | 272
| L1282 | HQT | Québec | 1 | ac | 5.187 | 3.2019 | 120 | 2.1822 | 3 | [5 empty] | 107.196 | 118.0328 | Beaumont | QB_BEM_DSS | Dorchester | QB_DOR_DSS |  |  | 273
| L1283 | HQT | Québec | 1 | ac | 3.99 | 2.463 | 120 | 1.6786 | 3 | [5 empty] | 107.196 | 118.0328 | Beaumont | QB_BEM_DSS | Fleury | QB_FLE_DSS |  |  | 274
| L1284 | HQT | Québec | 1 | ac | 3.99 | 2.463 | 120 | 1.6786 | 3 | [5 empty] | 107.196 | 118.0328 | Beaumont | QB_BEM_DSS | Fleury | QB_FLE_DSS |  |  | 275
| L1285 | HQT | Québec | 1 | ac | 15.75 | 9.7222 | 120 | 6.6262 | 3 | [5 empty] | 107.196 | 118.0328 | Léry | QB_LRY_ISS | Mercier | QB_MER_DSS |  |  | 276
| L1285 | HQT | Québec | 1 | ac | 15.75 | 9.7222 | 120 | 6.6262 | 3 | [5 empty] | 107.196 | 118.0328 | Mercier | QB_MER_DSS | Saint-Rémi | QB_SRE_DSS |  |  | 277
| L1285 | HQT | Québec | 1 | ac | 21 | 12.963 | 120 | 8.835 | 3 | [5 empty] | 107.196 | 118.0328 | Saint-Rémi | QB_SRE_DSS | Delson | QB_DLN_DSS |  |  | 278
| L1286 | HQT | Québec | 1 | ac | 3.99 | 2.463 | 120 | 1.6786 | 3 | [5 empty] | 107.196 | 118.0328 | Beaumont | QB_BEM_DSS | Fleury | QB_FLE_DSS |  |  | 279
| L1287 | HQT | Québec | 1 | ac | 3.99 | 2.463 | 120 | 1.6786 | 3 | [5 empty] | 107.196 | 118.0328 | Beaumont | QB_BEM_DSS | Fleury | QB_FLE_DSS |  |  | 280
| L1288 | HQT | Québec | 1 | ac | 5.586 | 3.4481 | 120 | 2.3501 | 3 | [5 empty] | 107.196 | 118.0328 | Chomedey | QB_CHO_TSS | Plouffe | QB_PLF_DSS |  |  | 281
| L1289 | HQT | Québec | 1 | ac | 5.586 | 3.4481 | 120 | 2.3501 | 3 | [5 empty] | 107.196 | 118.0328 | Chomedey | QB_CHO_TSS | Plouffe | QB_PLF_DSS |  |  | 282
| L1295 | HQT | Québec | 1 | ac | 4.788 | 2.9556 | 120 | 2.0144 | 3 | [5 empty] | 107.196 | 118.0328 | Rosemont | QB_RSM_DSS | Bélanger | QB_BEL_TSS |  |  | 287
| L1296 | HQT | Québec | 1 | ac | 4.788 | 2.9556 | 120 | 2.0144 | 3 | [5 empty] | 107.196 | 118.0328 | Rosemont | QB_RSM_DSS | Bélanger | QB_BEL_TSS |  |  | 288
| L1297 | HQT | Québec | 1 | ac | 3.192 | 1.9704 | 120 | 1.3429 | 3 | [5 empty] | 107.196 | 118.0328 | Jeanne-d'Arc | QB_JDA_DSS | De Lorimier | QB_DEL_DSS |  |  | 289
| L1298 | HQT | Québec | 1 | ac | 4.788 | 2.9556 | 120 | 2.0144 | 3 | [5 empty] | 107.196 | 118.0328 | Jeanne-d'Arc | QB_JDA_DSS | Notre-Dame | QB_NDA_TSS |  |  | 290
| L1299 | HQT | Québec | 1 | ac | 4.788 | 2.9556 | 120 | 2.0144 | 3 | [5 empty] | 107.196 | 118.0328 | Jeanne-d'Arc | QB_JDA_DSS | Notre-Dame | QB_NDA_TSS |  |  | 291
| L13 | HQT | Québec | 1 | ac | 61.6 | 38.0247 | 161 | 27.72 | 3 | [5 empty] | 192.9603 | 212.4672 | L'Isle Maligne | QB_LIM_ISS | MDF La Baie Inc | QB_MDF_ISS |  |  | 292
| L13 | HQT | Québec | 1 | ac | 1.96 | 1.2099 | 161 | 0.882 | 3 | [5 empty] | 192.9603 | 212.4672 | MDF La Baie Inc | QB_MDF_ISS | Aluminière Grande-Baie Alcan | QB_AGA_ISS |  |  | 293
| L13 | HQT | Québec | 1 | ac | 0.28 | 0.17284 | 161 | 0.126 | 3 | [5 empty] | 192.9603 | 212.4672 | Aluminière Grande-Baie Alcan | QB_AGA_ISS | La Baie | QB_LAB_DSS |  |  | 294
| L1301 | HQT | Québec | 1 | ac | 68.4 | 42.2222 | 120 | 28.7769 | 3 | [5 empty] | 107.196 | 118.0328 | Amos | QB_AMO_DSS | Val d'Or | QB_VDO_DSS |  |  | 295
| L1302 | HQT | Québec | 1 | ac | 5.7 | 3.5185 | 120 | 2.3981 | 3 | [5 empty] | 107.196 | 118.0328 | Notre-Dame-du-Nord | QB_NDN_DSS | Première Chute | QB_PRC_GSS |  |  | 296
| L1306 | HQT | Québec | 1 | ac | 57 | 35.1852 | 120 | 23.9807 | 3 | [5 empty] | 107.196 | 118.0328 | Rouyn | QB_RYN_DSS | Pandora | QB_PND_DSS |  |  | 297
| L1308 | HQT | Québec | 1 | ac | 22.8 | 14.0741 | 120 | 9.5923 | 3 | [5 empty] | 107.196 | 118.0328 | Louvicourt | QB_LVT_DSS | Val d'Or | QB_VDO_DSS |  |  | 298
| L1310 | HQT | Québec | 1 | ac | 39.9 | 24.6296 | 120 | 16.7865 | 3 | [5 empty] | 107.196 | 118.0328 | Amos | QB_AMO_DSS | Pandora | QB_PND_DSS |  |  | 299
| L1311 | HQT | Québec | 1 | ac | 45.6 | 28.1481 | 120 | 19.1846 | 3 | [5 empty] | 107.196 | 118.0328 | Rapide-7 | QB_RP7_GSS | Cadillac | QB_CDL_GSS |  |  | 300
| L1311 | HQT | Québec | 1 | ac | 2.28 | 1.4074 | 120 | 0.95923 | 3 | [5 empty] | 107.196 | 118.0328 | Cadillac | QB_CDL_GSS | Pandora | QB_PND_DSS |  |  | 301
| L1311 | HQT | Québec | 1 | ac | 45.6 | 28.1481 | 120 | 19.1846 | 3 | [5 empty] | 107.196 | 118.0328 | Rapide-7 | QB_RP7_GSS | Cadillac | QB_CDL_GSS |  |  | 302
| L1312 | HQT | Québec | 1 | ac | 45.6 | 28.1481 | 120 | 19.1846 | 3 | [5 empty] | 107.196 | 118.0328 | Rapide-7 | QB_RP7_GSS | Cadillac | QB_CDL_GSS |  |  | 303
| L1312 | HQT | Québec | 1 | ac | 2.28 | 1.4074 | 120 | 0.95923 | 3 | [5 empty] | 107.196 | 118.0328 | Cadillac | QB_CDL_GSS | Pandora | QB_PND_DSS |  |  | 304
| L1313 | HQT | Québec | 1 | ac | 39.9 | 24.6296 | 120 | 16.7865 | 3 | [5 empty] | 107.196 | 118.0328 | Rouyn | QB_RYN_DSS | Mine Doyon | QB_MDY_ISS |  |  | 305
| L1313 | HQT | Québec | 1 | ac | 17.1 | 10.5556 | 120 | 7.1942 | 3 | [5 empty] | 107.196 | 118.0328 | Mine Doyon | QB_MDY_ISS | Pandora | QB_PND_DSS |  |  | 306
| L1315 | HQT | Québec | 1 | ac | 39.9 | 24.6296 | 120 | 16.7865 | 3 | [5 empty] | 107.196 | 118.0328 | Cadillac | QB_CDL_GSS | Rapide-2 | QB_RP2_GSS |  |  | 307
| L1316 | HQT | Québec | 1 | ac | 28.5 | 17.5926 | 120 | 11.9904 | 3 | [5 empty] | 107.196 | 118.0328 | Rapide-2 | QB_RP2_GSS | Rapide-7 | QB_RP7_GSS |  |  | 308
| L1317 | HQT | Québec | 1 | ac | 28.5 | 17.5926 | 120 | 11.9904 | 3 | [5 empty] | 107.196 | 118.0328 | Amos | QB_AMO_DSS | Saint-Blaise | QB_SBL_DSS |  |  | 309
| L1317 | HQT | Québec | 1 | ac | 34.2 | 21.1111 | 120 | 14.3884 | 3 | [5 empty] | 107.196 | 118.0328 | Saint-Blaise | QB_SBL_DSS | Senneterre | QB_STR_DSS |  |  | 310
| L1317 | HQT | Québec | 1 | ac | 1.14 | 0.7037 | 120 | 0.47961 | 3 | [5 empty] | 107.196 | 118.0328 | Senneterre | QB_STR_DSS | Boralex | QB_BLX_ISS |  |  | 311
| L1318 | HQT | Québec | 1 | ac | 5.7 | 3.5185 | 120 | 2.3981 | 3 | [5 empty] | 107.196 | 118.0328 | Notre-Dame-du-Nord | QB_NDN_DSS | Première Chute | QB_PRC_GSS |  |  | 312
| L1320 | HQT | Québec | 1 | ac | 39.9 | 24.6296 | 120 | 16.7865 | 3 | [5 empty] | 107.196 | 118.0328 | Palmarolle | QB_PML_DSS | Reneault | QB_RNT_DSS |  |  | 313
| L1320 | HQT | Québec | 1 | ac | 22.8 | 14.1 | 120 | 9.5923 | 3 | [5 empty] | 107.196 | 118.0328 | Reneault | QB_RNT_DSS | Rouyn | QB_RYN_DSS |  |  | 314
| L1321 | HQT | Québec | 1 | ac | 68.4 | 42.2222 | 120 | 28.7769 | 3 | [5 empty] | 107.196 | 118.0328 | Amos | QB_AMO_DSS | Coigny | QB_COI_DSS |  |  | 315
| L1321 | HQT | Québec | 1 | ac | 45.6 | 28.1481 | 120 | 19.1846 | 3 | [5 empty] | 107.196 | 118.0328 | Coigny | QB_COI_DSS | Poirier | QB_POI_DSS |  |  | 316
| L1321 | HQT | Québec | 1 | ac | 11.4 | 7.037 | 120 | 4.7961 | 3 | [5 empty] | 107.196 | 118.0328 | Poirier | QB_POI_DSS | Joutel | QB_JOU_SWS |  |  | 317
| L1322 | HQT | Québec | 1 | ac | 45.6 | 28.1481 | 120 | 19.1846 | 3 | [5 empty] | 107.196 | 118.0328 | Rouyn | QB_RYN_DSS | Mines Agnico-Eagle Limitée | QB_MAE_ISS |  |  | 318
| L1322 | HQT | Québec | 1 | ac | 11.4 | 7.037 | 120 | 4.7961 | 3 | [5 empty] | 107.196 | 118.0328 | Mines Agnico-Eagle Limitée | QB_MAE_ISS | Pandora | QB_PND_DSS |  |  | 319
| L1323 | HQT | Québec | 1 | ac | 78 | 48.1481 | 120 | 32.8157 | 3 | [5 empty] | 107.196 | 118.0328 | Rouyn | QB_RYN_DSS | Falconbridge | QB_FLB_ISS |  |  | 320
| L1323 | HQT | Québec | 1 | ac | 1.8 | 1.1111 | 120 | 0.75729 | 3 | [5 empty] | 107.196 | 118.0328 | Falconbridge | QB_FLB_ISS | Rapides-des-Iles | QB_RPI_GSS |  |  | 321
| L1324 | HQT | Québec | 1 | ac | 78 | 48.1481 | 120 | 32.8157 | 3 | [5 empty] | 107.196 | 118.0328 | Rouyn | QB_RYN_DSS | Falconbridge | QB_FLB_ISS |  |  | 322
| L1324 | HQT | Québec | 1 | ac | 1.8 | 1.1111 | 120 | 0.75729 | 3 | [5 empty] | 107.196 | 118.0328 | Falconbridge | QB_FLB_ISS | Rapides-des-Iles | QB_RPI_GSS |  |  | 323
| L1325 | HQT | Québec | 1 | ac | 11.4 | 7.037 | 120 | 4.7961 | 3 | [5 empty] | 107.196 | 118.0328 | Première Chute | QB_PRC_GSS | Rapides-des-Iles | QB_RPI_GSS |  |  | 324
| L1327 | HQT | Québec | 1 | ac | 11.4 | 7.037 | 120 | 4.7961 | 3 | [5 empty] | 107.196 | 118.0328 | Malartic-2 | QB_MLC_GSS | Cadillac | QB_CDL_GSS |  |  | 325
| L1328 | HQT | Québec | 1 | ac | 22 | 13.5802 | 120 | 9.2557 | 3 | [5 empty] | 107.196 | 118.0328 | Malartic-2 | QB_MLC_GSS | Goldex | QB_GDX_ISS |  |  | 326
| L1328 | HQT | Québec | 1 | ac | 0.8 | 0.49383 | 120 | 0.33657 | 3 | [5 empty] | 107.196 | 118.0328 | Goldex | QB_GDX_ISS | Val d'Or | QB_VDO_DSS |  |  | 327
| L1330 | HQT | Québec | 1 | ac | 17.1 | 10.5556 | 120 | 7.1942 | 3 | [5 empty] | 107.196 | 118.0328 | Rouyn | QB_RYN_DSS | Mine Bouchard-Hebert JCT | QB_MBH_JCT |  |  | 328
| L1330 | HQT | Québec | 1 | ac | 11.4 | 7.037 | 120 | 4.7961 | 3 | [5 empty] | 107.196 | 118.0328 | Mine Bouchard-Hebert JCT | QB_MBH_JCT | Mine Bouchard-Hebert | QB_MBH_ISS |  |  | 329
| L1330 | HQT | Québec | 1 | ac | 5.7 | 3.5185 | 120 | 2.3981 | 3 | [5 empty] | 107.196 | 118.0328 | Mine Bouchard-Hebert JCT | QB_MBH_JCT | Reneault | QB_RNT_DSS |  |  | 330
| L1330 | HQT | Québec | 1 | ac | 84 | 51.8519 | 120 | 35.34 | 3 | [5 empty] | 107.196 | 118.0328 | Reneault | QB_RNT_DSS | Abitibi Consolidated Amos | QB_ACA_ISS |  |  | 331
| L1330 | HQT | Québec | 1 | ac | 1.5 | 0.92593 | 120 | 0.63107 | 3 | [5 empty] | 107.196 | 118.0328 | Abitibi Consolidated Amos | QB_ACA_ISS | Amos | QB_AMO_DSS |  |  | 332
| L1491 | HQT | Québec | 1 | ac | 84 | 51.8519 | 120 | 35.34 | 3 | [5 empty] | 107.196 | 118.0328 | Palmarolle | QB_PML_DSS | Abitibi Consolidated Amos | QB_ACA_ISS |  |  | 333
| L1491 | HQT | Québec | 1 | ac | 1.5 | 0.92593 | 120 | 0.63107 | 3 | [5 empty] | 107.196 | 118.0328 | Abitibi Consolidated Amos | QB_ACA_ISS | Amos | QB_AMO_DSS |  |  | 334
| L1332 | HQT | Québec | 1 | ac | 74.1 | 45.7407 | 120 | 31.1749 | 3 | [5 empty] | 107.196 | 118.0328 | Lorrainville | QB_LRV_DSS | Kipawa | QB_KIP_DSS |  |  | 335
| L1332 | HQT | Québec | 1 | ac | 2.28 | 1.4074 | 120 | 0.95923 | 3 | [5 empty] | 107.196 | 118.0328 | Kipawa | QB_KIP_DSS | Temcell | QB_TMC_ISS |  |  | 336
| L1332 | HQT | Québec | 1 | ac | 2.28 | 1.4074 | 120 | 0.95923 | 3 | [5 empty] | 107.196 | 118.0328 | Temcell | QB_TMC_ISS | Tembec Inc Témiscaming | QB_TMB_ISS |  |  | 337
| L1333 | HQT | Québec | 1 | ac | 22.8 | 14.0741 | 120 | 9.5923 | 3 | [5 empty] | 107.196 | 118.0328 | Lorrainville | QB_LRV_DSS | Rapides-des-Iles | QB_RPI_GSS |  |  | 338
| L1335 | HQT | Québec | 1 | ac | 51.3 | 31.6667 | 120 | 21.5826 | 3 | [5 empty] | 107.196 | 118.0328 | Quevillon | QB_QVN_DSS | Saint-Blaise | QB_SBL_DSS |  |  | 339
| L1335 | HQT | Québec | 1 | ac | 74.1 | 45.7407 | 120 | 31.1749 | 3 | [5 empty] | 107.196 | 118.0328 | Saint-Blaise | QB_SBL_DSS | Val d'Or | QB_VDO_DSS |  |  | 340
| L1338 | HQT | Québec | 1 | ac | 13.68 | 8.4444 | 120 | 5.7554 | 3 | [5 empty] | 107.196 | 118.0328 | Rapides-des-Iles | QB_RPI_GSS | Rapides-des-Quinze | QB_RPQ_GSS |  |  | 341
| L1339 | HQT | Québec | 1 | ac | 74.1 | 45.7407 | 120 | 31.1749 | 3 | [5 empty] | 107.196 | 118.0328 | Rapides-des-Quinze | QB_RPQ_GSS | Rapide-7 | QB_RP7_GSS |  |  | 342
| L1340 | HQT | Québec | 1 | ac | 34.2 | 21.1111 | 120 | 14.3884 | 3 | [5 empty] | 107.196 | 118.0328 | Palmarolle | QB_PML_DSS | Normetal | QB_NMT_DSS |  |  | 343
| L1342 | HQT | Québec | 1 | ac | 85.5 | 52.7778 | 120 | 35.9711 | 3 | [5 empty] | 107.196 | 118.0328 | Normetal | QB_NMT_DSS | Mines Casa-Berardi | QB_MCB_ISS |  |  | 344
| L1346 | HQT | Québec | 1 | ac | 68.4 | 42.2222 | 120 | 28.7769 | 3 | [5 empty] | 107.196 | 118.0328 | Mines Selbaie | QB_MNS_ISS | Joutel | QB_JOU_SWS |  |  | 345
| L1347 | HQT | Québec | 1 | ac | 39.9 | 24.6296 | 120 | 16.7865 | 3 | [5 empty] | 107.196 | 118.0328 | Matagami | QB_MTG_DSS | Joutel | QB_JOU_SWS |  |  | 346
| L1352 | HQT | Québec | 1 | ac | 7.7 | 4.7531 | 120 | 3.2395 | 3 | [5 empty] | 107.196 | 118.0328 | Glenwood | QB_GLN_DSS | Lucerne | QB_LUC_SWS |  |  | 347
| L1353 | HQT | Québec | 1 | ac | 28.875 | 17.8241 | 120 | 12.1481 | 3 | [5 empty] | 107.196 | 118.0328 | Chomedey | QB_CHO_TSS | Mirabel | QB_MIR_DSS |  |  | 348
| L1354 | HQT | Québec | 1 | ac | 10.374 | 6.4037 | 120 | 4.3645 | 3 | [5 empty] | 107.196 | 118.0328 | Chomedey | QB_CHO_TSS | Saint-Eustache | QB_SEU_DSS |  |  | 349
| L1355 | HQT | Québec | 1 | ac | 26.25 | 16.2037 | 120 | 11.0437 | 3 | [5 empty] | 107.196 | 118.0328 | Montérégie | QB_MTR_TSS | Acton | QB_ACT_DSS |  |  | 350
| L1356 | HQT | Québec | 1 | ac | 39.9 | 24.6296 | 120 | 16.7865 | 3 | [5 empty] | 107.196 | 118.0328 | Ouimet | QB_OMT_DSS | Saint-Donat | QB_SDN_DSS |  |  | 353
| L1356 | HQT | Québec | 1 | ac | 11.4 | 7.037 | 120 | 4.7961 | 3 | [5 empty] | 107.196 | 118.0328 | Ouimet | QB_OMT_DSS | Grand-Brulé | QB_GRB_TSS |  |  | 354
| L1357 | HQT | Québec | 1 | ac | 18.375 | 11.3426 | 120 | 7.7306 | 3 | [5 empty] | 107.196 | 118.0328 | Doc-Grignon | QB_DOG_DSS | Sainte-Agathe-des-Monts | QB_SAG_DSS |  |  | 355
| L1357 | HQT | Québec | 1 | ac | 39.9 | 24.6296 | 120 | 16.7865 | 3 | [5 empty] | 107.196 | 118.0328 | Ouimet | QB_OMT_DSS | Saint-Donat | QB_SDN_DSS |  |  | 358
| L1357 | HQT | Québec | 1 | ac | 11.4 | 7.037 | 120 | 4.7961 | 3 | [5 empty] | 107.196 | 118.0328 | Ouimet | QB_OMT_DSS | Grand-Brulé | QB_GRB_TSS |  |  | 359
| L1358 | HQT | Québec | 1 | ac | 51.3 | 31.6667 | 120 | 21.5826 | 3 | [5 empty] | 107.196 | 118.0328 | Mont-Laurier | QB_MLR_DSS | L'Annonciation | QB_LAN_DSS |  |  | 360
| L1358 | HQT | Québec | 1 | ac | 22.8 | 14.0741 | 120 | 9.5923 | 3 | [5 empty] | 107.196 | 118.0328 | L'Annonciation | QB_LAN_DSS | Joly | QB_JOL_DSS |  |  | 361
| L1358 | HQT | Québec | 1 | ac | 28.5 | 17.5926 | 120 | 11.9904 | 3 | [5 empty] | 107.196 | 118.0328 | Joly | QB_JOL_DSS | Ouimet | QB_OMT_DSS |  |  | 362
| L1358 | HQT | Québec | 1 | ac | 11.4 | 7.037 | 120 | 4.7961 | 3 | [5 empty] | 107.196 | 118.0328 | Ouimet | QB_OMT_DSS | Grand-Brulé | QB_GRB_TSS |  |  | 363
| L1359 | HQT | Québec | 1 | ac | 39.9 | 24.6296 | 120 | 16.7865 | 3 | [5 empty] | 107.196 | 118.0328 | Maniwaki | QB_MNI_DSS | Mont-Laurier | QB_MLR_DSS |  |  | 364
| L1360 | HQT | Québec | 1 | ac | 51.3 | 31.6667 | 120 | 21.5826 | 3 | [5 empty] | 107.196 | 118.0328 | Mont-Laurier | QB_MLR_DSS | L'Annonciation | QB_LAN_DSS |  |  | 365
| L1360 | HQT | Québec | 1 | ac | 22.8 | 14.0741 | 120 | 9.5923 | 3 | [5 empty] | 107.196 | 118.0328 | L'Annonciation | QB_LAN_DSS | Joly | QB_JOL_DSS |  |  | 366
| L1360 | HQT | Québec | 1 | ac | 28.5 | 17.5926 | 120 | 11.9904 | 3 | [5 empty] | 107.196 | 118.0328 | Joly | QB_JOL_DSS | Ouimet | QB_OMT_DSS |  |  | 367
| L1360 | HQT | Québec | 1 | ac | 11.4 | 7.037 | 120 | 4.7961 | 3 | [5 empty] | 107.196 | 118.0328 | Ouimet | QB_OMT_DSS | Grand-Brulé | QB_GRB_TSS |  |  | 368
| L1361 | HQT | Québec | 1 | ac | 2.5 | 1.5432 | 120 | 1.0518 | 3 | [5 empty] | 107.196 | 118.0328 | Valleyfield | QB_VLF_DSS | Larocque | QB_LRQ_ISS |  |  | 369
| L1361 | HQT | Québec | 1 | ac | 0.5 | 0.30864 | 120 | 0.21036 | 3 | [5 empty] | 107.196 | 118.0328 | Larocque | QB_LRQ_ISS | La Société en commandite revenu Noranda | QB_LCN_ISS |  |  | 370
| L1367 | HQT | Québec | 1 | ac | 5.25 | 3.2407 | 120 | 2.2087 | 3 | [5 empty] | 107.196 | 118.0328 | Paquin | QB_PAQ_DSS | Arthur-Buies | QB_ARB_DSS |  |  | 373
| L1367 | HQT | Québec | 1 | ac | 2.625 | 1.6204 | 120 | 1.1044 | 3 | [5 empty] | 107.196 | 118.0328 | Arthur-Buies | QB_ARB_DSS | Saint-Jérôme | QB_SJR_DSS |  |  | 374
| L1367 | HQT | Québec | 1 | ac | 2.625 | 1.6204 | 120 | 1.1044 | 3 | [5 empty] | 107.196 | 118.0328 | Saint-Jérôme | QB_SJR_DSS | Cascades Groupe Papiers | QB_CGP_ISS |  |  | 375
| L1367 | HQT | Québec | 1 | ac | 1.05 | 0.64815 | 120 | 0.44175 | 3 | [5 empty] | 107.196 | 118.0328 | Cascades Groupe Papiers | QB_CGP_ISS | Rolland | QB_ROL_DSS |  |  | 376
| L1367 | HQT | Québec | 1 | ac | 5.25 | 3.2407 | 120 | 2.2087 | 3 | [5 empty] | 107.196 | 118.0328 | Rolland | QB_ROL_DSS | Lafontaine | QB_LAF_TSS |  |  | 377
| L1369 | HQT | Québec | 1 | ac | 3.3 | 2.037 | 120 | 1.3884 | 3 | [5 empty] | 107.196 | 118.0328 | Lucerne | QB_LUC_SWS | Gamelin | QB_GAM_DSS |  |  | 381
| L1370 | HQT | Québec | 1 | ac | 6.6 | 4.0741 | 120 | 2.7767 | 3 | [5 empty] | 107.196 | 118.0328 | Val-Tétreau | QB_VTR_DSS | Lucerne | QB_LUC_SWS |  |  | 382
| L1370 | HQT | Québec | 1 | ac | 7.15 | 4.4136 | 120 | 3.0081 | 3 | [5 empty] | 107.196 | 118.0328 | Lucerne | QB_LUC_SWS | Rapides-Farmers | QB_RPF_GSS |  |  | 383
| L1371 | HQT | Québec | 1 | ac | 6.6 | 4.0741 | 120 | 2.7767 | 3 | [5 empty] | 107.196 | 118.0328 | Val-Tétreau | QB_VTR_DSS | Lucerne | QB_LUC_SWS |  |  | 384
| L1371 | HQT | Québec | 1 | ac | 7.15 | 4.4136 | 120 | 3.0081 | 3 | [5 empty] | 107.196 | 118.0328 | Lucerne | QB_LUC_SWS | Rapides-Farmers | QB_RPF_GSS |  |  | 385
| L1371 | HQT | Québec | 1 | ac | 0.55 | 0.33951 | 120 | 0.23139 | 3 | [5 empty] | 107.196 | 118.0328 | Rapides-Farmers | QB_RPF_GSS | Limbour | QB_LMB_DSS |  |  | 386
| L1371 | HQT | Québec | 1 | ac | 4.4 | 2.716 | 120 | 1.8511 | 3 | [5 empty] | 107.196 | 118.0328 | Limbour | QB_LMB_DSS | Touraine | QB_TRN_DSS |  |  | 387
| L1371 | HQT | Québec | 1 | ac | 0.55 | 0.33951 | 120 | 0.23139 | 3 | [5 empty] | 107.196 | 118.0328 | Touraine | QB_TRN_DSS | Vignan | QB_VGN_TSS |  |  | 388
| L1373 | HQT | Québec | 1 | ac | 4.4 | 2.716 | 120 | 1.8511 | 3 | [5 empty] | 107.196 | 118.0328 | Limbour | QB_LMB_DSS | Touraine | QB_TRN_DSS |  |  | 389
| L1376 | HQT | Québec | 1 | ac | 11.4 | 7.037 | 120 | 4.7961 | 3 | [5 empty] | 107.196 | 118.0328 | Quyon | QB_QUY_TSS | Wyman | QB_WYM_DSS |  |  | 390
| L1377 | HQT | Québec | 1 | ac | 11.4 | 7.037 | 120 | 4.7961 | 3 | [5 empty] | 107.196 | 118.0328 | Wakefield | QB_WKF_DSS | Paugan | QB_PAU_GSS |  |  | 391
| L1383 | HQT | Québec | 1 | ac | 18.375 | 11.3426 | 120 | 7.7306 | 3 | [5 empty] | 107.196 | 118.0328 | Saint-Césaire | QB_SCS_DSS | Granby | QB_GRY_DSS |  |  | 392
| L1383 | HQT | Québec | 1 | ac | 7.875 | 4.8611 | 120 | 3.3131 | 3 | [5 empty] | 107.196 | 118.0328 | Granby | QB_GRY_DSS | Cleveland | QB_CLV_DSS |  |  | 393
| L1384 | HQT | Québec | 1 | ac | 18.375 | 11.3426 | 120 | 7.7306 | 3 | [5 empty] | 107.196 | 118.0328 | Saint-Césaire | QB_SCS_DSS | Granby | QB_GRY_DSS |  |  | 394
| L1384 | HQT | Québec | 1 | ac | 7.875 | 4.8611 | 120 | 3.3131 | 3 | [5 empty] | 107.196 | 118.0328 | Granby | QB_GRY_DSS | Cleveland | QB_CLV_DSS |  |  | 395
| L1384 | HQT | Québec | 1 | ac | 18.375 | 11.3426 | 120 | 7.7306 | 3 | [5 empty] | 107.196 | 118.0328 | Cleveland | QB_CLV_DSS | Cowansville | QB_COW_DSS |  |  | 396
| L1385 | HQT | Québec | 1 | ac | 18.375 | 11.3426 | 120 | 7.7306 | 3 | [5 empty] | 107.196 | 118.0328 | Magog | QB_MGG_DSS | Sherbrooke | QB_SHR_TSS |  |  | 397
| L1386 | HQT | Québec | 1 | ac | 18.375 | 11.3426 | 120 | 7.7306 | 3 | [5 empty] | 107.196 | 118.0328 | Sherbrooke | QB_SHR_TSS | Magog | QB_MGG_DSS |  |  | 398
| L1386 | HQT | Québec | 1 | ac | 5.25 | 3.2407 | 120 | 2.2087 | 3 | [5 empty] | 107.196 | 118.0328 | Magog | QB_MGG_DSS | B.O.C. Canada Inc | QB_BOC_ISS |  | Line name assumed | 399
| L1386 | HQT | Québec | 1 | ac | 1.05 | 0.64815 | 120 | 0.44175 | 3 | [5 empty] | 107.196 | 118.0328 | B.O.C. Canada Inc | QB_BOC_ISS | EKA Chimie Canada Inc Magog | QB_EKM_ISS |  | Line name assumed | 400
| L1386 | HQT | Québec | 1 | ac | 1.575 | 0.97222 | 120 | 0.66263 | 3 | [5 empty] | 107.196 | 118.0328 | EKA Chimie Canada Inc Magog | QB_EKM_ISS | Ville de Magog | QB_VDM_DSS |  | Line name assumed | 401
| L1387 | HQT | Québec | 1 | ac | 18.375 | 11.3426 | 120 | 7.7306 | 3 | [5 empty] | 107.196 | 118.0328 | Sherbrooke | QB_SHR_TSS | Magog | QB_MGG_DSS |  |  | 402
| L1387 | HQT | Québec | 1 | ac | 5.25 | 3.2407 | 120 | 2.2087 | 3 | [5 empty] | 107.196 | 118.0328 | Magog | QB_MGG_DSS | B.O.C. Canada Inc | QB_BOC_ISS |  | Line name assumed | 403
| L1387 | HQT | Québec | 1 | ac | 1.05 | 0.64815 | 120 | 0.44175 | 3 | [5 empty] | 107.196 | 118.0328 | B.O.C. Canada Inc | QB_BOC_ISS | EKA Chimie Canada Inc Magog | QB_EKM_ISS |  | Line name assumed | 404
| L1387 | HQT | Québec | 1 | ac | 1.575 | 0.97222 | 120 | 0.66263 | 3 | [5 empty] | 107.196 | 118.0328 | EKA Chimie Canada Inc Magog | QB_EKM_ISS | Ville de Magog | QB_VDM_DSS |  | Line name assumed | 405
| L1388 | HQT | Québec | 1 | ac | 21 | 12.963 | 120 | 8.835 | 3 | [5 empty] | 107.196 | 118.0328 | Stukely | QB_STK_DSS | Magog | QB_MGG_DSS |  |  | 406
| L1390 | HQT | Québec | 1 | ac | 15.75 | 9.7222 | 120 | 6.6262 | 3 | [5 empty] | 107.196 | 118.0328 | Cleveland | QB_CLV_DSS | Waterloo | QB_WLO_DSS |  |  | 407
| L1393 | HQT | Québec | 1 | ac | 28.875 | 17.8241 | 120 | 12.1481 | 3 | [5 empty] | 107.196 | 118.0328 | Parisville | QB_PAR_DSS | Bécancour | QB_BEC_TSS |  |  | 408
| L1393 | HQT | Québec | 1 | ac | 1.5 | 0.92593 | 120 | 0.63107 | 3 | [5 empty] | 107.196 | 118.0328 | Bécancour | QB_BEC_TSS | Silicium-Bécancour | QB_SLB_ISS |  |  | 409
| L1393 | HQT | Québec | 1 | ac | 0.5 | 0.30864 | 120 | 0.21036 | 3 | [5 empty] | 107.196 | 118.0328 | Silicium-Bécancour | QB_SLB_ISS | Cournoyer | QB_COY_DSS |  |  | 410
| L1393 | HQT | Québec | 1 | ac | 1.5 | 0.92593 | 120 | 0.63107 | 3 | [5 empty] | 107.196 | 118.0328 | Cournoyer | QB_COY_DSS | Hydrogenal Inc | QB_HYD_ISS |  |  | 411
| L1393 | HQT | Québec | 1 | ac | 0.5 | 0.30864 | 120 | 0.21036 | 3 | [5 empty] | 107.196 | 118.0328 | Hydrogenal Inc | QB_HYD_ISS | P.C.I. Chimie Canada Inc | QB_PCI_ISS |  |  | 412
| L1394 | HQT | Québec | 1 | ac | 23.625 | 14.5833 | 120 | 9.9394 | 3 | [5 empty] | 107.196 | 118.0328 | Plessisville | QB_PLS_DSS | Villeroy | QB_VLL_DSS |  |  | 413
| L1394 | HQT | Québec | 1 | ac | 21 | 12.963 | 120 | 8.835 | 3 | [5 empty] | 107.196 | 118.0328 | Villeroy | QB_VLL_DSS | Parisville | QB_PAR_DSS |  |  | 414
| L1395 | HQT | Québec | 1 | ac | 26.25 | 16.2037 | 120 | 11.0437 | 3 | [5 empty] | 107.196 | 118.0328 | Daveluyville | QB_DVL_DSS | Bécancour | QB_BEC_TSS |  |  | 415
| L14 | HQT | Québec | 1 | ac | 61.6 | 38.0247 | 161 | 27.72 | 3 | [5 empty] | 192.9603 | 212.4672 | L'Isle Maligne | QB_LIM_ISS | MDF La Baie Inc | QB_MDF_ISS |  |  | 418
| L14 | HQT | Québec | 1 | ac | 1.96 | 1.2099 | 161 | 0.882 | 3 | [5 empty] | 192.9603 | 212.4672 | MDF La Baie Inc | QB_MDF_ISS | Aluminière Grande-Baie Alcan | QB_AGA_ISS |  |  | 419
| L14 | HQT | Québec | 1 | ac | 0.28 | 0.17284 | 161 | 0.126 | 3 | [5 empty] | 192.9603 | 212.4672 | Aluminière Grande-Baie Alcan | QB_AGA_ISS | La Baie | QB_LAB_DSS |  |  | 420
| L1400 | HQT | Québec | 1 | ac | 3.42 | 2.1111 | 120 | 1.4388 | 3 | [5 empty] | 110 | 110 | Stanstead | QB_STS_DSS | INT Derby | XX_QBUS2_INT |  |  | 421
| L1401 | HQT | Québec | 1 | ac | 60.375 | 37.2685 | 120 | 25.4006 | 3 | [5 empty] | 107.196 | 118.0328 | Beaulieu | QB_BEL_DSS | Stanstead | QB_STS_DSS |  |  | 426
| L1402 | HQT | Québec | 1 | ac | 42 | 25.9259 | 120 | 17.67 | 3 | [5 empty] | 107.196 | 118.0328 | Beaulieu | QB_BEL_DSS | Coaticook | QB_CTK_DSS |  |  | 427
| L1403 | HQT | Québec | 1 | ac | 7.875 | 4.8611 | 120 | 3.3131 | 3 | [5 empty] | 107.196 | 118.0328 | Joliette | QB_JLT_DSS | Papiers-Scott Inc | QB_PSI_ISS |  |  | 428
| L1404 | HQT | Québec | 1 | ac | 13.125 | 8.1019 | 120 | 5.5219 | 3 | [5 empty] | 107.196 | 118.0328 | Joliette | QB_JLT_DSS | Ramezay | QB_RAM_DSS |  |  | 429
| L1404 | HQT | Québec | 1 | ac | 21 | 12.963 | 120 | 8.835 | 3 | [5 empty] | 107.196 | 118.0328 | Ramezay | QB_RAM_DSS | Sainte-Émélie | QB_SEM_DSS |  |  | 430
| L1404 | HQT | Québec | 1 | ac | 21 | 12.963 | 120 | 8.835 | 3 | [5 empty] | 107.196 | 118.0328 | Ramezay | QB_RAM_DSS | Laurendeau | QB_LRD_DSS |  |  | 431
| L1404 | HQT | Québec | 1 | ac | 36.75 | 22.6852 | 120 | 15.4612 | 3 | [5 empty] | 107.196 | 118.0328 | Ramezay | QB_RAM_DSS | Magnan | QB_MGN_DSS |  |  | 432
| L1405 | HQT | Québec | 1 | ac | 13.125 | 8.1019 | 120 | 5.5219 | 3 | [5 empty] | 107.196 | 118.0328 | Joliette | QB_JLT_DSS | Ramezay | QB_RAM_DSS |  |  | 433
| L1405 | HQT | Québec | 1 | ac | 21 | 12.963 | 120 | 8.835 | 3 | [5 empty] | 107.196 | 118.0328 | Ramezay | QB_RAM_DSS | Sainte-Émélie | QB_SEM_DSS |  |  | 434
| L1405 | HQT | Québec | 1 | ac | 21 | 12.963 | 120 | 8.835 | 3 | [5 empty] | 107.196 | 118.0328 | Ramezay | QB_RAM_DSS | Laurendeau | QB_LRD_DSS |  |  | 435
| L1405 | HQT | Québec | 1 | ac | 36.75 | 22.6852 | 120 | 15.4612 | 3 | [5 empty] | 107.196 | 118.0328 | Ramezay | QB_RAM_DSS | Magnan | QB_MGN_DSS |  |  | 436
| L1406 | HQT | Québec | 1 | ac | 39.9 | 24.6296 | 120 | 16.7865 | 3 | [5 empty] | 107.196 | 118.0328 | Sainte-Émélie | QB_SEM_DSS | Provost | QB_PVT_DSS |  |  | 437
| L1407 | HQT | Québec | 1 | ac | 10.5 | 6.4815 | 120 | 4.4175 | 3 | [5 empty] | 107.196 | 118.0328 | Lanaudière | QB_LND_TSS | Lavaltrie | QB_LVL_DSS |  |  | 438
| L1407 | HQT | Québec | 1 | ac | 21 | 12.963 | 120 | 8.835 | 3 | [5 empty] | 107.196 | 118.0328 | Berthier | QB_BTH_DSS | Lavaltrie | QB_LVL_DSS |  |  | 439
| L1407 | HQT | Québec | 1 | ac | 10.5 | 6.4815 | 120 | 4.4175 | 3 | [5 empty] | 107.196 | 118.0328 | Lavaltrie | QB_LVL_DSS | L'Assomption | QB_LAS_DSS |  |  | 440
| L1407 | HQT | Québec | 1 | ac | 7.875 | 4.8611 | 120 | 3.3131 | 3 | [5 empty] | 107.196 | 118.0328 | L'Assomption | QB_LAS_DSS | Saint-Sulpice | QB_SSL_DSS |  |  | 441
| L1408 | HQT | Québec | 1 | ac | 10.5 | 6.4815 | 120 | 4.4175 | 3 | [5 empty] | 107.196 | 118.0328 | Lanaudière | QB_LND_TSS | Lavaltrie | QB_LVL_DSS |  |  | 442
| L1408 | HQT | Québec | 1 | ac | 21 | 12.963 | 120 | 8.835 | 3 | [5 empty] | 107.196 | 118.0328 | Berthier | QB_BTH_DSS | Lavaltrie | QB_LVL_DSS |  |  | 443
| L1408 | HQT | Québec | 1 | ac | 10.5 | 6.4815 | 120 | 4.4175 | 3 | [5 empty] | 107.196 | 118.0328 | Lavaltrie | QB_LVL_DSS | L'Assomption | QB_LAS_DSS |  |  | 444
| L1408 | HQT | Québec | 1 | ac | 7.875 | 4.8611 | 120 | 3.3131 | 3 | [5 empty] | 107.196 | 118.0328 | L'Assomption | QB_LAS_DSS | Saint-Sulpice | QB_SSL_DSS |  |  | 445
| L1409 | HQT | Québec | 1 | ac | 21 | 12.963 | 120 | 8.835 | 3 | [5 empty] | 107.196 | 118.0328 | Joliette | QB_JLT_DSS | Kildare | QB_KLD_DSS |  |  | 446
| L1410 | HQT | Québec | 1 | ac | 21 | 12.963 | 120 | 8.835 | 3 | [5 empty] | 107.196 | 118.0328 | Joliette | QB_JLT_DSS | Kildare | QB_KLD_DSS |  |  | 447
| L1414 | HQT | Québec | 1 | ac | 15.75 | 9.7222 | 120 | 6.6262 | 3 | [5 empty] | 107.196 | 118.0328 | Duvernay | QB_DUV_TSS | Groulx | QB_GRX_DSS |  |  | 448
| L1414 | HQT | Québec | 1 | ac | 7.875 | 4.8611 | 120 | 3.3131 | 3 | [5 empty] | 107.196 | 118.0328 | Groulx | QB_GRX_DSS | Sainte-Anne-des-Plaines | QB_SAP_DSS |  |  | 449
| L1415 | HQT | Québec | 1 | ac | 15.75 | 9.7222 | 120 | 6.6262 | 3 | [5 empty] | 107.196 | 118.0328 | Duvernay | QB_DUV_TSS | Groulx | QB_GRX_DSS |  |  | 450
| L1415 | HQT | Québec | 1 | ac | 7.875 | 4.8611 | 120 | 3.3131 | 3 | [5 empty] | 107.196 | 118.0328 | Groulx | QB_GRX_DSS | Sainte-Anne-des-Plaines | QB_SAP_DSS |  |  | 451
| L1420 | HQT | Québec | 1 | ac | 23.625 | 14.5833 | 120 | 9.9394 | 3 | [5 empty] | 107.196 | 118.0328 | Montérégie | QB_MTR_TSS | Acton | QB_ACT_DSS |  |  | 454
| L1420 | HQT | Québec | 1 | ac | 21 | 12.963 | 120 | 8.835 | 3 | [5 empty] | 107.196 | 118.0328 | Acton | QB_ACT_DSS | Heriot | QB_HER_TSS |  |  | 455
| L1420 | HQT | Québec | 1 | ac | 5.25 | 3.2407 | 120 | 2.2087 | 3 | [5 empty] | 107.196 | 118.0328 | Heriot | QB_HER_TSS | Marcotte | QB_MAR_DSS |  |  | 456
| L1421 | HQT | Québec | 1 | ac | 63 | 38.8889 | 120 | 26.505 | 3 | [5 empty] | 107.196 | 118.0328 | Sainte-Rosalie | QB_SRO_DSS | Acton | QB_ACT_DSS |  |  | 457
| L1422 | HQT | Québec | 1 | ac | 7.875 | 4.8611 | 120 | 3.3131 | 3 | [5 empty] | 107.196 | 118.0328 | Granby | QB_GRY_DSS | Leclerc | QB_LCL_DSS |  |  | 458
| L1422 | HQT | Québec | 1 | ac | 10.5 | 6.4815 | 120 | 4.4175 | 3 | [5 empty] | 107.196 | 118.0328 | Leclerc | QB_LCL_DSS | Montérégie | QB_MTR_TSS |  |  | 459
| L1423 | HQT | Québec | 1 | ac | 7.875 | 4.8611 | 120 | 3.3131 | 3 | [5 empty] | 107.196 | 118.0328 | Granby | QB_GRY_DSS | Leclerc | QB_LCL_DSS |  |  | 460
| L1423 | HQT | Québec | 1 | ac | 10.5 | 6.4815 | 120 | 4.4175 | 3 | [5 empty] | 107.196 | 118.0328 | Leclerc | QB_LCL_DSS | Montérégie | QB_MTR_TSS |  |  | 461
| L1424 | HQT | Québec | 1 | ac | 28.875 | 17.8241 | 120 | 12.1481 | 3 | [5 empty] | 107.196 | 118.0328 | Saint-Césaire | QB_SCS_DSS | Iberville | QB_IBR_DSS |  |  | 462
| L1425 | HQT | Québec | 1 | ac | 28.875 | 17.8241 | 120 | 12.1481 | 3 | [5 empty] | 107.196 | 118.0328 | Saint-Césaire | QB_SCS_DSS | Iberville | QB_IBR_DSS |  |  | 463
| L1425 | HQT | Québec | 1 | ac | 23.625 | 14.5833 | 120 | 9.9394 | 3 | [5 empty] | 107.196 | 118.0328 | Iberville | QB_IBR_DSS | Saint-Sébastien | QB_SSB_DSS |  |  | 464
| L1426 | HQT | Québec | 1 | ac | 15.75 | 9.7222 | 120 | 6.6262 | 3 | [5 empty] | 107.196 | 118.0328 | Saint-Césaire | QB_SCS_DSS | Farnham | QB_FRN_DSS |  |  | 465
| L1427 | HQT | Québec | 1 | ac | 21 | 12.963 | 120 | 8.835 | 3 | [5 empty] | 107.196 | 118.0328 | Farnham | QB_FRN_DSS | Bedford | QB_BED_DSS |  |  | 466
| L1428 | HQT | Québec | 1 | ac | 15.75 | 9.7222 | 120 | 6.6262 | 3 | [5 empty] | 107.196 | 118.0328 | Saint-Sébastien | QB_SSB_DSS | Bedford | QB_BED_DSS |  |  | 467
| L1429 | HQT | Québec | 1 | ac | 21 | 12.963 | 120 | 8.835 | 3 | [5 empty] | 225 | 225 | Bedford | QB_BED_DSS | INT Highgate | XX_QBUS3_INT |  |  | 468
| L1430 | HQT | Québec | 1 | ac | 34.125 | 21.0648 | 120 | 14.3569 | 3 | [5 empty] | 107.196 | 118.0328 | Sainte-Claire | QB_SCL_DSS | Chaudière | QB_CHU_DSS |  |  | 469
| L1432 | HQT | Québec | 1 | ac | 23.625 | 14.5833 | 120 | 9.9394 | 3 | [5 empty] | 107.196 | 118.0328 | Saint-Joseph | QB_SJO_DSS | Sainte-Marie | QB_SMA_DSS |  |  | 472
| L1433 | HQT | Québec | 1 | ac | 10.5 | 6.4815 | 120 | 4.4175 | 3 | [5 empty] | 107.196 | 118.0328 | Beauceville | QB_BCV_TSS | Saint-Joseph | QB_SJO_DSS |  |  | 473
| L1434 | HQT | Québec | 1 | ac | 10.5 | 6.4815 | 120 | 4.4175 | 3 | [5 empty] | 107.196 | 118.0328 | Sainte-Claire | QB_SCL_DSS | Saint-Lazare | QB_SLZ_DSS |  |  | 474
| L1435 | HQT | Québec | 1 | ac | 3 | 1.8519 | 120 | 1.2621 | 3 | [5 empty] | 107.196 | 118.0328 | Langlois | QB_LGS_TSS | Les Cèdres | QB_LCS_GSS |  |  | 475
| L1435 | HQT | Québec | 1 | ac | 7 | 4.321 | 120 | 2.945 | 3 | [5 empty] | 107.196 | 118.0328 | Les Cèdres | QB_LCS_GSS | Dorion | QB_DRN_DSS |  |  | 476
| L1443 | HQT | Québec | 1 | ac | 22.8 | 14.0741 | 120 | 9.5923 | 3 | [5 empty] | 107.196 | 118.0328 | La Pocatière | QB_LPC_DSS | Saint-Pascal | QB_SPA_DSS |  |  | 484
| L1443 | HQT | Québec | 1 | ac | 22.8 | 14.0741 | 120 | 9.5923 | 3 | [5 empty] | 107.196 | 118.0328 | Saint-Pascal | QB_SPA_DSS | Saint-Alexandre | QB_SAL_DSS |  |  | 485
| L1443 | HQT | Québec | 1 | ac | 17.1 | 10.5556 | 120 | 7.1942 | 3 | [5 empty] | 107.196 | 118.0328 | Saint-Alexandre | QB_SAL_DSS | Rivière-du-Loup | QB_RDL_TSS |  |  | 488
| L1444 | HQT | Québec | 1 | ac | 22.8 | 14.0741 | 120 | 9.5923 | 3 | [5 empty] | 107.196 | 118.0328 | La Pocatière | QB_LPC_DSS | Saint-Pascal | QB_SPA_DSS |  |  | 490
| L1444 | HQT | Québec | 1 | ac | 22.8 | 14.0741 | 120 | 9.5923 | 3 | [5 empty] | 107.196 | 118.0328 | Saint-Pascal | QB_SPA_DSS | Saint-Alexandre | QB_SAL_DSS |  |  | 491
| L1444 | HQT | Québec | 1 | ac | 17.1 | 10.5556 | 120 | 7.1942 | 3 | [5 empty] | 107.196 | 118.0328 | Saint-Alexandre | QB_SAL_DSS | Rivière-du-Loup | QB_RDL_TSS |  |  | 492
| L1453 | HQT | Québec | 1 | ac | 22.8 | 14.0741 | 120 | 9.5923 | 3 | [5 empty] | 107.196 | 118.0328 | Cabano | QB_CAB_DSS | Dégelis | QB_DEG_DSS |  |  | 497
| L1450 | HQT | Québec | 1 | ac | 17.1 | 10.5556 | 120 | 7.1942 | 3 | [5 empty] | 107.196 | 118.0328 | Amqui | QB_AMQ_DSS | Causapscal | QB_CSP_DSS |  |  | 498
| L1457 | HQT | Québec | 1 | ac | 2.625 | 1.6204 | 120 | 1.1044 | 3 | [5 empty] | 107.196 | 118.0328 | Beauceville | QB_BCV_TSS | Beauceville-Est | QB_BCE_DSS |  |  | 505
| L1457 | HQT | Québec | 1 | ac | 10.5 | 6.4815 | 120 | 4.4175 | 3 | [5 empty] | 107.196 | 118.0328 | Beauceville-Est | QB_BCE_DSS | Saint-Georges | QB_SGO_DSS |  |  | 506
| L1457 | HQT | Québec | 1 | ac | 26.25 | 16.2037 | 120 | 11.0437 | 3 | [5 empty] | 107.196 | 118.0328 | Saint-Georges | QB_SGO_DSS | Bolduc | QB_BLD_DSS |  |  | 507
| L1458 | HQT | Québec | 1 | ac | 18.375 | 11.3426 | 120 | 7.7306 | 3 | [5 empty] | 107.196 | 118.0328 | Beauceville | QB_BCV_TSS | East Broughton | QB_EAB_DSS |  |  | 508
| L1459 | HQT | Québec | 1 | ac | 36.75 | 22.6852 | 120 | 15.4612 | 3 | [5 empty] | 107.196 | 118.0328 | Saint-Évariste | QB_SEV_DSS | Beauceville | QB_BCV_TSS |  |  | 509
| L1460 | HQT | Québec | 1 | ac | 15.75 | 9.7222 | 120 | 6.6262 | 3 | [5 empty] | 107.196 | 118.0328 | Beauceville | QB_BCV_TSS | Saint-Georges | QB_SGO_DSS |  |  | 510
| L1460 | HQT | Québec | 1 | ac | 15.96 | 9.8519 | 120 | 6.7146 | 3 | [5 empty] | 107.196 | 118.0328 | Saint-Georges | QB_SGO_DSS | Linière | QB_LNR_DSS |  |  | 511
| L1461 | HQT | Québec | 1 | ac | 15.75 | 9.7222 | 120 | 6.6262 | 3 | [5 empty] | 107.196 | 118.0328 | Beauceville | QB_BCV_TSS | Saint-Georges | QB_SGO_DSS |  |  | 512
| L1462 | HQT | Québec | 1 | ac | 39.9 | 24.6296 | 120 | 16.7865 | 3 | [5 empty] | 107.196 | 118.0328 | Saint-Évariste | QB_SEV_DSS | Beauceville | QB_BCV_TSS |  |  | 513
| L1462 | HQT | Québec | 1 | ac | 27.36 | 16.8889 | 120 | 11.5107 | 3 | [5 empty] | 107.196 | 118.0328 | Beauceville | QB_BCV_TSS | Sainte-Germaine | QB_SGE_DSS |  |  | 514
| L1462 | HQT | Québec | 1 | ac | 45.6 | 28.1481 | 120 | 19.1846 | 3 | [5 empty] | 107.196 | 118.0328 | Sainte-Germaine | QB_SGE_DSS | Daaquam | QB_DAQ_DSS |  |  | 515
| L1466 | HQT | Québec | 1 | ac | 11.4 | 7.037 | 120 | 4.7961 | 3 | [5 empty] | 107.196 | 118.0328 | Rivière-du-Loup | QB_RDL_TSS | Cacouna | QB_CAC_DSS |  |  | 516
| L1466 | HQT | Québec | 1 | ac | 28.5 | 17.5926 | 120 | 11.9904 | 3 | [5 empty] | 107.196 | 118.0328 | Cacouna | QB_CAC_DSS | Saint-Clément | QB_SCM_DSS |  |  | 517
| L1467 | HQT | Québec | 1 | ac | 4.788 | 2.9556 | 120 | 2.0144 | 3 | [5 empty] | 107.196 | 118.0328 | Rosemont | QB_RSM_DSS | Bélanger | QB_BEL_TSS |  |  | 518
| L1468 | HQT | Québec | 1 | ac | 4.788 | 2.9556 | 120 | 2.0144 | 3 | [5 empty] | 107.196 | 118.0328 | Jeanne-d'Arc | QB_JDA_DSS | Longue-Pointe | QB_LGP_DSS |  |  | 519
| L1469 | HQT | Québec | 1 | ac | 7.182 | 4.4333 | 120 | 3.0216 | 3 | [5 empty] | 107.196 | 118.0328 | De Lorimier | QB_DEL_DSS | Notre-Dame | QB_NDA_TSS |  |  | 520
| L1470 | HQT | Québec | 1 | ac | 2.5 | 1.5432 | 120 | 1.0518 | 3 | [5 empty] | 107.196 | 118.0328 | Les Cèdres | QB_LCS_GSS | Langlois | QB_LGS_TSS |  |  | 521
| L1471 | HQT | Québec | 1 | ac | 8 | 4.9383 | 120 | 3.3657 | 3 | [5 empty] | 107.196 | 118.0328 | Langlois | QB_LGS_TSS | Eka Chimie Canada Inc | QB_EKA_ISS |  |  | 522
| L1471 | HQT | Québec | 1 | ac | 0.5 | 0.30864 | 120 | 0.21036 | 3 | [5 empty] | 107.196 | 118.0328 | Eka Chimie Canada Inc | QB_EKA_ISS | Larocque | QB_LRQ_ISS |  |  | 523
| L1472 | HQT | Québec | 2 | ac | 9 | 5.5556 | 120 | 3.7864 | 3 | [5 empty] | 107.196 | 118.0328 | Langlois | QB_LGS_TSS | Beauharnois-Ouest | QB_BEO_TSS |  |  | 524
| L1474 | HQT | Québec | 1 | ac | 52.5 | 32.4074 | 120 | 22.0875 | 3 | [5 empty] | 107.196 | 118.0328 | Mégantic | QB_MEG_DSS | Coleraine | QB_COL_DSS |  |  | 526
| L1475 | HQT | Québec | 1 | ac | 57 | 35.1852 | 120 | 23.9807 | 3 | [5 empty] | 107.196 | 118.0328 | La Vérendrye | QB_LVR_TSS | Parent | QB_PRT_DSS |  |  | 527
| L1477 | HQT | Québec | 1 | ac | 1.5 | 0.92593 | 120 | 0.63107 | 3 | [5 empty] | 107.196 | 118.0328 | Des Hêtres | QB_DEH_DSS | Thibaudeau | QB_THI_DSS |  |  | 528
| L1477 | HQT | Québec | 1 | ac | 5 | 3.0864 | 120 | 2.1036 | 3 | [5 empty] | 107.196 | 118.0328 | Thibaudeau | QB_THI_DSS | Leman | QB_LMN_SWS |  |  | 529
| L1477 | HQT | Québec | 1 | ac | 2.5 | 1.5432 | 120 | 1.0518 | 3 | [5 empty] | 107.196 | 118.0328 | Leman | QB_LMN_SWS | Almaville | QB_ALV_DSS |  | Line name assumed | 530
| L1478 | HQT | Québec | 1 | ac | 1.5 | 0.92593 | 120 | 0.63107 | 3 | [5 empty] | 107.196 | 118.0328 | Des Hêtres | QB_DEH_DSS | Thibaudeau | QB_THI_DSS |  |  | 531
| L1479 | HQT | Québec | 1 | ac | 6 | 3.7037 | 120 | 2.5243 | 3 | [5 empty] | 107.196 | 118.0328 | Thibaudeau | QB_THI_DSS | Leman | QB_LMN_SWS |  |  | 532
| L1479 | HQT | Québec | 1 | ac | 2.5 | 1.5432 | 120 | 1.0518 | 3 | [5 empty] | 107.196 | 118.0328 | Leman | QB_LMN_SWS | Almaville | QB_ALV_DSS |  | Line name assumed | 533
| L1493 | HQT | Québec | 1 | ac | 28.5 | 17.5926 | 120 | 11.9904 | 3 | [5 empty] | 107.196 | 118.0328 | Quevillon | QB_QVN_DSS | Domtar Quévillon | QB_DOQ_ISS |  |  | 534
| L1493 | HQT | Québec | 1 | ac | 4.5 | 2.7778 | 120 | 1.8932 | 3 | [5 empty] | 107.196 | 118.0328 | Domtar Quévillon | QB_DOQ_ISS | Mine Gonzague-Langlois | QB_MGL_ISS |  |  | 535
| L1495 | HQT | Québec | 1 | ac | 22.8 | 14.0741 | 120 | 9.5923 | 3 | [5 empty] | 107.196 | 118.0328 | Saint-Clément | QB_SCM_DSS | Squatec | QB_SQU_DSS |  |  | 536
| L1498 | HQT | Québec | 1 | ac | 22.8 | 14.0741 | 120 | 9.5923 | 3 | [5 empty] | 107.196 | 118.0328 | La Grande-1 | QB_LG1_GSS | Chisasibi | QB_CHA_DSS |  |  | 537
| L1499 | HQT | Québec | 1 | ac | 79.8 | 49.2593 | 120 | 33.573 | 3 | [5 empty] | 107.196 | 118.0328 | La Grande-1 | QB_LG1_GSS | Wemindji | QB_WJI_DSS |  |  | 538
| L15 | HQT | Québec | 1 | ac | 61.6 | 38.0247 | 161 | 27.72 | 3 | [5 empty] | 192.9603 | 212.4672 | L'Isle Maligne | QB_LIM_ISS | Port-Alfred | QB_PAF_DSS |  |  | 539
| L16 | HQT | Québec | 1 | ac | 61.6 | 38.0247 | 161 | 27.72 | 3 | [5 empty] | 192.9603 | 212.4672 | L'Isle Maligne | QB_LIM_ISS | Port-Alfred | QB_PAF_DSS |  |  | 545
| L1601 | HQT | Québec | 1 | ac | 34.2 | 21.1111 | 161 | 15.39 | 3 | [5 empty] | 192.9603 | 212.4672 | Goémon | QB_GOE_TSS | Rivière-Sainte-Anne | QB_RVS_DSS |  |  | 546
| L1601 | HQT | Québec | 1 | ac | 57 | 35.1852 | 161 | 25.65 | 3 | [5 empty] | 192.9603 | 212.4672 | Rivière-Sainte-Anne | QB_RVS_DSS | Copper Mountain | QB_CMT_DSS |  |  | 547
| L1602 | HQT | Québec | 1 | ac | 91.2 | 56.2963 | 161 | 41.04 | 2.9711 | [5 empty] | 191.1046 | 210.4239 | Copper Mountain | QB_CMT_DSS | Micmac | QB_MCM_DSS |  |  | 548
| L1603 | HQT | Québec | 1 | ac | 34.2 | 21.1111 | 161 | 15.39 | 3 | [5 empty] | 192.9603 | 212.4672 | Micmac | QB_MCM_DSS | Percé | QB_PCE_DSS |  |  | 549
| L1604 | HQT | Québec | 1 | ac | 45.6 | 28.1481 | 161 | 20.52 | 3 | [5 empty] | 192.9603 | 212.4672 | Gaspé | QB_GSP_DSS | Percé | QB_PCE_DSS |  |  | 550
| L1605 | HQT | Québec | 1 | ac | 28.5 | 17.5926 | 161 | 12.825 | 3 | [5 empty] | 192.9603 | 212.4672 | Rivière-au-Renard | QB_RVD_DSS | Gaspé | QB_GSP_DSS |  |  | 551
| L1607 | HQT | Québec | 1 | ac | 51.3 | 31.6667 | 161 | 23.085 | 3 | [5 empty] | 192.9603 | 212.4672 | Micmac | QB_MCM_DSS | Gaspé | QB_GSP_DSS |  |  | 553
| L1608 | HQT | Québec | 1 | ac | 23.94 | 14.7778 | 161 | 10.773 | 3 | [5 empty] | 192.9603 | 212.4672 | Alcoa | QB_ALC_ISS | Hauterive | QB_HTR_DSS |  |  | 554
| L1609 | HQT | Québec | 1 | ac | 23.94 | 14.7778 | 161 | 10.773 | 3 | [5 empty] | 192.9603 | 212.4672 | Alcoa | QB_ALC_ISS | Hauterive | QB_HTR_DSS |  |  | 555
| L1610 | HQT | Québec | 1 | ac | 2.28 | 1.4074 | 120 | 0.95923 | 3 | [5 empty] | 107.196 | 118.0328 | Hauterive | QB_HTR_DSS | Laflèche | QB_LFL_DSS |  |  | 556
| L1611 | SCHM | Québec | 1 | ac | 11.4 | 7.037 | 120 | 4.7961 | 3 | [5 empty] | 107.196 | 118.0328 | Hauterive | QB_HTR_DSS | Manic-1 | QB_MC1_GSS |  |  | 557
| L1611 | SCHM | Québec | 1 | ac | 2.28 | 1.4074 | 120 | 0.95923 | 3 | [5 empty] | 107.196 | 118.0328 | Manic-1 | QB_MC1_GSS | McCormick | QB_MCC_GSS |  |  | 558
| L1612 | SCHM | Québec | 1 | ac | 11.4 | 7.037 | 120 | 4.7961 | 3 | [5 empty] | 107.196 | 118.0328 | Hauterive | QB_HTR_DSS | Manic-1 | QB_MC1_GSS |  |  | 559
| L1612 | SCHM | Québec | 1 | ac | 2.28 | 1.4074 | 120 | 0.95923 | 3 | [5 empty] | 107.196 | 118.0328 | Manic-1 | QB_MC1_GSS | McCormick | QB_MCC_GSS |  |  | 560
| L1613 | HQT | Québec | 1 | ac | 4.56 | 2.8148 | 161 | 2.052 | 3 | [5 empty] | 192.9603 | 212.4672 | Copper Mountain | QB_CMT_DSS | Noranda | QB_NOR_ISS |  |  | 561
| L1613 | HQT | Québec | 1 | ac | 1.14 | 0.7037 | 161 | 0.513 | 3 | [5 empty] | 192.9603 | 212.4672 | Noranda | QB_NOR_ISS | Mont Copper | QB_MTC_GSS |  |  | 562
| L1613 | HQT | Québec | 1 | ac | 5.7 | 3.5185 | 161 | 2.565 | 3 | [5 empty] | 192.9603 | 212.4672 | Mont Copper | QB_MTC_GSS | Mont-Miller | QB_MTM_GSS |  |  | 563
| L1615 | HQT | Québec | 1 | ac | 39.9 | 24.6296 | 120 | 16.7865 | 3 | [5 empty] | 107.196 | 118.0328 | Rivière-aux-Rochers | QB_RVR_DSS | Pentecôte | QB_PTC_DSS |  |  | 564
| L1615 | HQT | Québec | 1 | ac | 39.9 | 24.6296 | 120 | 16.7865 | 3 | [5 empty] | 107.196 | 118.0328 | Pentecôte | QB_PTC_DSS | Baie-Trinité | QB_BAT_DSS |  |  | 565
| L1615 | HQT | Québec | 1 | ac | 28.5 | 17.5926 | 120 | 11.9904 | 3 | [5 empty] | 107.196 | 118.0328 | Baie-Trinité | QB_BAT_DSS | Godbout | QB_GOD_DSS |  |  | 566
| L1615 | HQT | Québec | 1 | ac | 28.5 | 17.5926 | 120 | 11.9904 | 3 | [5 empty] | 107.196 | 118.0328 | Godbout | QB_GOD_DSS | Côte-Nord | QB_CON_DSS |  |  | 567
| L1615 | HQT | Québec | 1 | ac | 5.7 | 3.5185 | 120 | 2.3981 | 3 | [5 empty] | 107.196 | 118.0328 | Côte-Nord | QB_CON_DSS | Alcoa | QB_ALC_ISS |  |  | 568
| L1615 | HQT | Québec | 1 | ac | 11.4 | 7.037 | 120 | 4.7961 | 3 | [5 empty] | 107.196 | 118.0328 | Alcoa | QB_ALC_ISS | McCormick | QB_MCC_GSS |  |  | 569
| L1615 | HQT | Québec | 1 | ac | 3.42 | 2.1111 | 120 | 1.4388 | 3 | [5 empty] | 107.196 | 118.0328 | McCormick | QB_MCC_GSS | Hauterive | QB_HTR_DSS |  |  | 570
| L1616 | HQT | Québec | 1 | ac | 22.8 | 14.0741 | 120 | 9.5923 | 3 | [5 empty] | 107.196 | 118.0328 | Laure | QB_LAU_DSS | Port Cartier | QB_PCR_SWS |  |  | 571
| L1616 | HQT | Québec | 1 | ac | 2.28 | 1.4074 | 120 | 0.95923 | 3 | [5 empty] | 107.196 | 118.0328 | Port Cartier | QB_PCR_SWS | Companie-Minière-Québec-Cartier | QB_CMQ_ISS |  |  | 572
| L1616 | HQT | Québec | 1 | ac | 2.28 | 1.4074 | 120 | 0.95923 | 3 | [5 empty] | 107.196 | 118.0328 | Companie-Minière-Québec-Cartier | QB_CMQ_ISS | Katahdin Pâte Québec | QB_KPQ_ISS |  |  | 573
| L1616 | HQT | Québec | 1 | ac | 5.7 | 3.5185 | 120 | 2.3981 | 3 | [5 empty] | 107.196 | 118.0328 | Katahdin Pâte Québec | QB_KPQ_ISS | Rivière-aux-Rochers | QB_RVR_DSS |  |  | 574
| L1617 | HQT | Québec | 1 | ac | 1.14 | 0.7037 | 161 | 0.513 | 3 | [5 empty] | 192.9603 | 212.4672 | Arnaud | QB_ARN_TSS | Laure | QB_LAU_DSS |  | Connection assumed between Laure and Arnaud | 575
| L1617 | HQT | Québec | 1 | ac | 22.8 | 14.0741 | 161 | 10.26 | 3 | [5 empty] | 192.9603 | 212.4672 | Laure | QB_LAU_DSS | Sept-Îles | QB_STI_DSS |  |  | 576
| L1617 | HQT | Québec | 1 | ac | 1.14 | 0.7037 | 161 | 0.513 | 3 | [5 empty] | 192.9603 | 212.4672 | Sept-Îles | QB_STI_DSS | Iron-Ore-du-Canada | QB_IOC_ISS |  |  | 577
| L1619 | HQT | Québec | 1 | ac | 39.9 | 24.6296 | 161 | 17.955 | 3 | [5 empty] | 192.9603 | 212.4672 | Rivière-aux-Bouleaux | QB_RVB_DSS | Rivière-à-la-Chaloupe | QB_RVC_DSS |  |  | 581
| L1619 | HQT | Québec | 1 | ac | 17.1 | 10.5556 | 161 | 7.695 | 3 | [5 empty] | 192.9603 | 212.4672 | Rivière-à-la-Chaloupe | QB_RVC_DSS | Rivière-au-Tonnerre | QB_RVT_DSS |  |  | 582
| L1619 | HQT | Québec | 1 | ac | 22.8 | 14.0741 | 161 | 10.26 | 3 | [5 empty] | 192.9603 | 212.4672 | Rivière-au-Tonnerre | QB_RVT_DSS | Magpie | QB_MGP_GSS |  |  | 583
| L1619 | HQT | Québec | 1 | ac | 62.7 | 38.7037 | 161 | 28.215 | 3 | [5 empty] | 192.9603 | 212.4672 | Magpie | QB_MGP_GSS | Havre-Saint-Pierre | QB_HSP_DSS |  |  | 584
| L1620 | HQT | Québec | 1 | ac | 22.8 | 14.0741 | 120 | 9.5923 | 3 | [5 empty] | 107.196 | 118.0328 | Laure | QB_LAU_DSS | Port Cartier | QB_PCR_SWS |  |  | 585
| L1620 | HQT | Québec | 1 | ac | 2.28 | 1.4074 | 120 | 0.95923 | 3 | [5 empty] | 107.196 | 118.0328 | Port Cartier | QB_PCR_SWS | Companie-Minière-Québec-Cartier | QB_CMQ_ISS |  |  | 586
| L1620 | HQT | Québec | 1 | ac | 2.28 | 1.4074 | 120 | 0.95923 | 3 | [5 empty] | 107.196 | 118.0328 | Companie-Minière-Québec-Cartier | QB_CMQ_ISS | Katahdin Pâte Québec | QB_KPQ_ISS |  |  | 587
| L1620 | HQT | Québec | 1 | ac | 5.7 | 3.5185 | 120 | 2.3981 | 3 | [5 empty] | 107.196 | 118.0328 | Katahdin Pâte Québec | QB_KPQ_ISS | Rivière-aux-Rochers | QB_RVR_DSS |  |  | 588
| L1622 | HQT | Québec | 1 | ac | 17.1 | 10.5556 | 120 | 7.1942 | 3 | [5 empty] | 107.196 | 118.0328 | Roberval | QB_RBV_DSS | Cogénération Saint-Félicien | QB_CSF_GSS |  |  | 589
| L1622 | HQT | Québec | 1 | ac | 5.7 | 3.5185 | 120 | 2.3981 | 3 | [5 empty] | 107.196 | 118.0328 | Cogénération Saint-Félicien | QB_CSF_GSS | Saint-Félicien | QB_SFE_DSS |  |  | 590
| L1623 | HQT | Québec | 1 | ac | 22.8 | 14.0741 | 120 | 9.5923 | 3 | [5 empty] | 107.196 | 118.0328 | Roberval | QB_RBV_DSS | Desbiens | QB_DBN_DSS |  |  | 591
| L1624 | HQT | Québec | 1 | ac | 37.8 | 23.3333 | 120 | 15.903 | 3 | [5 empty] | 107.196 | 118.0328 | L'Isle Maligne | QB_LIM_ISS | Desbiens | QB_DBN_DSS |  |  | 592
| L1625 | HQT | Québec | 1 | ac | 125.4 | 77.4074 | 161 | 56.43 | 2.4083 | [5 empty] | 154.9032 | 170.5629 | Obalski | QB_OBL_DSS | Corporation Minière Inmet | QB_CMI_ISS |  |  | 593
| L1626 | HQT | Québec | 1 | ac | 17.1 | 10.5556 | 120 | 7.1942 | 3 | [5 empty] | 107.196 | 118.0328 | Roberval | QB_RBV_DSS | Cogénération Saint-Félicien | QB_CSF_GSS |  |  | 595
| L1626 | HQT | Québec | 1 | ac | 5.7 | 3.5185 | 120 | 2.3981 | 3 | [5 empty] | 107.196 | 118.0328 | Cogénération Saint-Félicien | QB_CSF_GSS | Saint-Félicien | QB_SFE_DSS |  |  | 596
| L1627 | HQT | Québec | 1 | ac | 17.1 | 10.5556 | 120 | 7.1942 | 3 | [5 empty] | 107.196 | 118.0328 | Chapais | QB_CHP_DSS | Chibougamau | QB_CHB_TSS |  |  | 597
| L1627 | HQT | Québec | 1 | ac | 22.8 | 14.0741 | 120 | 9.5923 | 3 | [5 empty] | 107.196 | 118.0328 | Chibougamau | QB_CHB_TSS | Obalski | QB_OBL_DSS |  |  | 598
| L1627 | HQT | Québec | 1 | ac | 39.9 | 24.6296 | 120 | 16.7865 | 3 | [5 empty] | 107.196 | 118.0328 | Obalski | QB_OBL_DSS | Obatogamau | QB_OBT_DSS |  |  | 599
| L1628 | HQT | Québec | 1 | ac | 22.8 | 14.0741 | 120 | 9.5923 | 3 | [5 empty] | 107.196 | 118.0328 | Chibougamau | QB_CHB_TSS | Obalski | QB_OBL_DSS |  |  | 600
| L1629 | HQT | Québec | 1 | ac | 68.4 | 42.2222 | 161 | 30.78 | 3 | [5 empty] | 192.9603 | 212.4672 | Saint-Félicien | QB_SFE_DSS | Chigoubiche | QB_CHI_DSS |  |  | 601
| L1630 | HQT | Québec | 1 | ac | 28.5 | 17.5926 | 161 | 12.825 | 3 | [5 empty] | 192.9603 | 212.4672 | Saint-Félicien | QB_SFE_DSS | Mistassini | QB_MIS_DSS |  |  | 602
| L1638 | HQT | Québec | 1 | ac | 7.98 | 4.9259 | 161 | 3.591 | 3 | [5 empty] | 192.9603 | 212.4672 | Saint-Félicien | QB_SFE_DSS | SFK Pâte SENC | QB_SFK_ISS |  |  | 603
| L1638 | HQT | Québec | 1 | ac | 7.98 | 4.9259 | 161 | 3.591 | 3 | [5 empty] | 192.9603 | 212.4672 | SFK Pâte SENC | QB_SFK_ISS | Normandin | QB_NRN_DSS |  |  | 604
| L1639 | HQT | Québec | 1 | ac | 22.8 | 14.0741 | 161 | 10.26 | 3 | [5 empty] | 192.9603 | 212.4672 | Saint-Félicien | QB_SFE_DSS | Bowater Produits Forestiers | QB_BPF_ISS |  |  | 605
| L1639 | HQT | Québec | 1 | ac | 5.7 | 3.5185 | 161 | 2.565 | 3 | [5 empty] | 192.9603 | 212.4672 | Bowater Produits Forestiers | QB_BPF_ISS | Mistassini | QB_MIS_DSS |  |  | 606
| L1640 | HQT/RTA | Québec | 1 | ac | 22.4 | 13.8272 | 161 | 10.08 | 3 | [5 empty] | 192.9603 | 212.4672 | Saguenay | QB_SAG_TSS | Chicoutimi | QB_CHC_DSS |  |  | 607
| L1644 | HQT | Québec | 1 | ac | 15 | 9.2593 | 161 | 6.75 | 3 | [5 empty] | 192.9603 | 212.4672 | Saguenay | QB_SAG_TSS | Du Portage | QB_ALA_ISS |  |  | 608
| L1641 | HQT/RTA | Québec | 1 | ac | 22.4 | 13.8272 | 161 | 10.08 | 3 | [5 empty] | 192.9603 | 212.4672 | Saguenay | QB_SAG_TSS | Chicoutimi | QB_CHC_DSS |  |  | 609
| L1645 | HQT | Québec | 1 | ac | 15 | 9.2593 | 161 | 6.75 | 3 | [5 empty] | 192.9603 | 212.4672 | Saguenay | QB_SAG_TSS | Du Portage | QB_ALA_ISS |  |  | 610
| L1642 | HQT | Québec | 1 | ac | 7 | 4.321 | 161 | 3.15 | 3 | [5 empty] | 192.9603 | 212.4672 | Saguenay | QB_SAG_TSS | Cascades Canada Inc | QB_CCI_ISS |  |  | 611
| L1648 | HQT | Québec | 1 | ac | 108.3 | 66.8519 | 161 | 48.735 | 2.6528 | [5 empty] | 170.628 | 187.8773 | Simard | QB_SIM_TSS | Péribonka | QB_PRB_GSS |  |  | 632
| L1649 | HQT | Québec | 1 | ac | 108.3 | 66.8519 | 161 | 48.735 | 2.6528 | [5 empty] | 170.628 | 187.8773 | Simard | QB_SIM_TSS | Péribonka | QB_PRB_GSS |  |  | 633
| L1652 | HQT | Québec | 1 | ac | 62.7 | 38.7037 | 120 | 26.3788 | 3 | [5 empty] | 107.196 | 118.0328 | Johan-Beetz | QB_JHB_DSS | Natashquan | QB_NTS_DSS |  |  | 637
| L1657 | HQT | Québec | 1 | ac | 11.4 | 7.037 | 161 | 5.13 | 3 | [5 empty] | 192.9603 | 212.4672 | Rivière-au-Renard | QB_RVD_DSS | Anse-à-Valleau | QB_ANV_GSS |  |  | 638
| L1657 | HQT | Québec | 1 | ac | 17.1 | 10.5556 | 161 | 7.695 | 3 | [5 empty] | 192.9603 | 212.4672 | Anse-à-Valleau | QB_ANV_GSS | Montagne-Sèche | QB_MSH_GSS |  |  | 639
| L1695 | HQT | Québec | 1 | ac | 27.36 | 16.8889 | 120 | 11.5107 | 3 | [5 empty] | 107.196 | 118.0328 | Normand | QB_NRM_DSS | Rob | QB_ROB_ISS |  |  | 640
| L1695 | HQT | Québec | 1 | ac | 1.14 | 0.7037 | 120 | 0.47961 | 3 | [5 empty] | 107.196 | 118.0328 | Rob | QB_ROB_ISS | Queen | QB_QUN_ISS |  |  | 641
| L1695 | HQT | Québec | 1 | ac | 28.5 | 17.5926 | 120 | 11.9904 | 3 | [5 empty] | 107.196 | 118.0328 | Queen | QB_QUN_ISS | Lac-Hope | QB_LHP_DSS |  |  | 642
| L1695 | HQT | Québec | 1 | ac | 68.4 | 42.2222 | 120 | 28.7769 | 3 | [5 empty] | 107.196 | 118.0328 | Lac-Hope | QB_LHP_DSS | Hart-Jaune | QB_HTJ_GSS |  |  | 643
| L19 | HQT | Québec | 1 | ac | 22.4 | 13.8272 | 161 | 10.08 | 3 | [5 empty] | 192.9603 | 212.4672 | Chute-du-diable | QB_CDD_GSS | L'Isle Maligne | QB_LIM_ISS |  |  | 644
| L20 | HQT | Québec | 1 | ac | 22.4 | 13.8272 | 161 | 10.08 | 3 | [5 empty] | 192.9603 | 212.4672 | Chute-du-diable | QB_CDD_GSS | L'Isle Maligne | QB_LIM_ISS |  |  | 645
| L21 | HQT | Québec | 1 | ac | 16.8 | 10.3704 | 161 | 7.56 | 3 | [5 empty] | 192.9603 | 212.4672 | Chute-à-la-Savane | QB_CAS_GSS | L'Île | QB_LIL_DSS |  |  | 646
| L21 | HQT | Québec | 1 | ac | 8.4 | 5.1852 | 161 | 3.78 | 3 | [5 empty] | 192.9603 | 212.4672 | L'Île | QB_LIL_DSS | L'Isle Maligne | QB_LIM_ISS |  |  | 647
| L2101 | HQT | Québec | 1 | ac | 2.28 | 1.4074 | 230 | 1.0944 | 3 | [5 empty] | 402 | 435 | Matapédia | QB_MTP_DSS | IPT Matapédia | PP_QBNB2_IPT |  |  | 648
| L2102 | HQT | Québec | 1 | ac | 2.28 | 1.4074 | 230 | 1.0944 | 3 | [5 empty] | 402 | 435 | Matapédia | QB_MTP_DSS | IPT Matapédia | PP_QBNB2_IPT |  |  | 649
| L22 | HQT | Québec | 1 | ac | 16.8 | 10.3704 | 161 | 7.56 | 3 | [5 empty] | 192.9603 | 212.4672 | Chute-à-la-Savane | QB_CAS_GSS | L'Île | QB_LIL_DSS |  |  | 650
| L22 | HQT | Québec | 1 | ac | 8.4 | 5.1852 | 161 | 3.78 | 3 | [5 empty] | 192.9603 | 212.4672 | L'Île | QB_LIL_DSS | L'Isle Maligne | QB_LIM_ISS |  |  | 651
| L2304 | HQT | Québec | 1 | ac | 22.8 | 14.0741 | 230 | 10.944 | 3 | [5 empty] | 402 | 435 | Chute-Allard | QB_CAL_GSS | Rapide-des-Coeurs | QB_RPC_GSS |  |  | 652
| L2305 | HQT | Québec | 1 | ac | 28.5 | 17.5926 | 230 | 13.68 | 3 | [5 empty] | 402 | 435 | Rapide-des-Coeurs | QB_RPC_GSS | Rapide-Blanc | QB_RPB_TSS |  |  | 653
| L2306 | HQT | Québec | 1 | ac | 21 | 12.963 | 230 | 10.08 | 3 | [5 empty] | 402 | 435 | Sherbrooke | QB_SHR_TSS | Des Cantons | QB_DEC_TSS |  |  | 654
| L2307 | HQT | Québec | 1 | ac | 21 | 12.963 | 230 | 10.08 | 3 | [5 empty] | 402 | 435 | Sherbrooke | QB_SHR_TSS | Des Cantons | QB_DEC_TSS |  |  | 655
| L2308 | HQT | Québec | 1 | ac | 21 | 12.963 | 230 | 10.08 | 3 | [5 empty] | 402 | 435 | Sherbrooke | QB_SHR_TSS | Des Cantons | QB_DEC_TSS |  |  | 656
| L2311 | HQT | Québec | 1 | ac | 11.4 | 7.037 | 230 | 5.472 | 3 | [5 empty] | 402 | 435 | Lévis | QB_LVS_DSS | Bourget | QB_BGT_DSS |  |  | 657
| L2311 | HQT | Québec | 1 | ac | 22.8 | 14.0741 | 230 | 10.944 | 3 | [5 empty] | 402 | 435 | Bourget | QB_BGT_DSS | La Durantaye | QB_LAD_DSS |  |  | 658
| L2311 | HQT | Québec | 1 | ac | 28.5 | 17.5926 | 230 | 13.68 | 3 | [5 empty] | 402 | 435 | La Durantaye | QB_LAD_DSS | Montmagny | QB_MNM_DSS |  |  | 659
| L2312 | HQT | Québec | 1 | ac | 11.4 | 7.037 | 230 | 5.472 | 3 | [5 empty] | 402 | 435 | Lévis | QB_LVS_DSS | Bourget | QB_BGT_DSS |  |  | 660
| L2312 | HQT | Québec | 1 | ac | 22.8 | 14.0741 | 230 | 10.944 | 3 | [5 empty] | 402 | 435 | Bourget | QB_BGT_DSS | La Durantaye | QB_LAD_DSS |  |  | 661
| L2312 | HQT | Québec | 1 | ac | 28.5 | 17.5926 | 230 | 13.68 | 3 | [5 empty] | 402 | 435 | La Durantaye | QB_LAD_DSS | Montmagny | QB_MNM_DSS |  |  | 662
| L2313 | HQT | Québec | 1 | ac | 39.9 | 24.6296 | 230 | 19.152 | 3 | [5 empty] | 402 | 435 | Rivière-du-Loup | QB_RDL_TSS | Trois-Pistoles | QB_TRP_DSS |  |  | 663
| L2313 | HQT | Québec | 1 | ac | 57 | 35.1852 | 230 | 27.36 | 3 | [5 empty] | 402 | 435 | Trois-Pistoles | QB_TRP_DSS | Rimouski | QB_RIM_TSS |  |  | 664
| L2314 | HQT | Québec | 1 | ac | 39.9 | 24.6296 | 230 | 19.152 | 3 | [5 empty] | 402 | 435 | Rivière-du-Loup | QB_RDL_TSS | Trois-Pistoles | QB_TRP_DSS |  |  | 665
| L2314 | HQT | Québec | 1 | ac | 57 | 35.1852 | 230 | 27.36 | 3 | [5 empty] | 402 | 435 | Trois-Pistoles | QB_TRP_DSS | Rimouski | QB_RIM_TSS |  |  | 666
| L2319 | HQT | Québec | 1 | ac | 28.875 | 17.8241 | 230 | 13.86 | 3 | [5 empty] | 402 | 435 | Saint-Césaire | QB_SCS_DSS | Saint-Basile | QB_SAB_DSS |  |  | 667
| L2319 | HQT | Québec | 1 | ac | 13.125 | 8.1019 | 230 | 6.3 | 3 | [5 empty] | 402 | 435 | Saint-Basile | QB_SAB_DSS | Boucherville | QB_BCH_TSS |  |  | 668
| L2320 | HQT | Québec | 1 | ac | 47.25 | 29.1667 | 230 | 22.68 | 3 | [5 empty] | 402 | 435 | Varennes | QB_VRN_DSS | Sorel-Sud | QB_SRS_DSS |  |  | 669
| L2321 | HQT | Québec | 1 | ac | 13.125 | 8.1019 | 230 | 6.3 | 3 | [5 empty] | 402 | 435 | Boucherville | QB_BCH_TSS | Varennes | QB_VRN_DSS |  |  | 670
| L2322 | HQT | Québec | 1 | ac | 18.375 | 11.3426 | 230 | 8.82 | 3 | [5 empty] | 402 | 435 | Sidbec-Dosco | QB_SDD_ISS | Carignan | QB_CRG_TSS |  |  | 671
| L2332 | HQT | Québec | 1 | ac | 8.6 | 5.3 | 230 | 4.128 | 3 | [5 empty] | 402 | 435 | Carignan | QB_CRG_TSS | Sorel | QB_SOR_DSS |  |  | 672
| L2332 | HQT | Québec | 1 | ac | 1 | 0.6 | 230 | 0.48 | 3 | [5 empty] | 402 | 435 | Sorel | QB_SOR_DSS | Qit-Fer-et-Titane | QB_QFT_ISS |  | Line name assumed | 673
| L2323 | HQT | Québec | 1 | ac | 18.375 | 11.3426 | 230 | 8.82 | 3 | [5 empty] | 402 | 435 | Varennes | QB_VRN_DSS | Mittal Canada Inc Contrecoeur | QB_MTC_ISS |  |  | 674
| L2323 | HQT | Québec | 1 | ac | 4.2 | 2.5926 | 230 | 2.016 | 3 | [5 empty] | 402 | 435 | Mittal Canada Inc Contrecoeur | QB_MTC_ISS | Sidbec-Dosco | QB_SDD_ISS |  |  | 675
| L2324 | HQT | Québec | 1 | ac | 28.875 | 17.8241 | 230 | 13.86 | 3 | [5 empty] | 402 | 435 | Saint-Césaire | QB_SCS_DSS | Saint-Basile | QB_SAB_DSS |  |  | 676
| L2324 | HQT | Québec | 1 | ac | 13.125 | 8.1019 | 230 | 6.3 | 3 | [5 empty] | 402 | 435 | Saint-Basile | QB_SAB_DSS | Boucherville | QB_BCH_TSS |  |  | 677
| L2325 | HQT | Québec | 1 | ac | 5.7 | 3.5185 | 230 | 2.736 | 3 | [5 empty] | 402 | 435 | L'Isle Maligne | QB_LIM_ISS | Alma | QB_ALM_DSS |  |  | 678
| L2326 | HQT | Québec | 1 | ac | 5.7 | 3.5185 | 230 | 2.736 | 3 | [5 empty] | 402 | 435 | L'Isle Maligne | QB_LIM_ISS | Alma | QB_ALM_DSS |  |  | 681
| L2326 | HQT | Québec | 1 | ac | 216.6 | 133.7037 | 230 | 103.968 | 1.6795 | [5 empty] | 225.05 | 243.5243 | Alma | QB_ALM_DSS | Québec | QB_QBC_TSS |  |  | 682
| L2327 | HQT | Québec | 1 | ac | 13.125 | 8.1019 | 230 | 6.3 | 3 | [5 empty] | 402 | 435 | Boucherville | QB_BCH_TSS | Varennes | QB_VRN_DSS |  |  | 683
| L2327 | HQT | Québec | 1 | ac | 1.05 | 0.64815 | 230 | 0.504 | 3 | [5 empty] | 402 | 435 | Varennes | QB_VRN_DSS | Pétremont Inc | QB_PMT_ISS |  |  | 684
| L2328 | HQT | Québec | 2 | ac | 23.625 | 14.5833 | 230 | 11.34 | 3 | [5 empty] | 402 | 435 | Saint-Césaire | QB_SCS_DSS | Rouville | QB_RVL_DSS |  |  | 685
| L2328 | HQT | Québec | 2 | ac | 18.375 | 11.3426 | 230 | 8.82 | 3 | [5 empty] | 402 | 435 | Rouville | QB_RVL_DSS | Boucherville | QB_BCH_TSS |  |  | 686
| L2330 | HQT | Québec | 1 | ac | 8 | 4.9383 | 230 | 3.84 | 3 | [5 empty] | 402 | 435 | Québec | QB_QBC_TSS | La Suète | QB_LST_DSS |  |  | 688
| L2331 | HQT | Québec | 1 | ac | 153.9 | 95 | 230 | 73.872 | 2.1041 | [5 empty] | 281.9434 | 305.088 | Rapide-Blanc | QB_RPB_TSS | Des Hêtres | QB_DEH_DSS |  |  | 689
| L2333 | HQT | Québec | 1 | ac | 10 | 6.1728 | 230 | 4.8 | 3 | [5 empty] | 402 | 435 | Chaudière | QB_CHU_DSS | Lévis | QB_LVS_DSS |  |  | 690
| L2334 | HQT | Québec | 1 | ac | 5 | 3.0864 | 230 | 2.4 | 3 | [5 empty] | 402 | 435 | Chenaux | QB_CHE_DSS | Trois-Rivières | QB_TRR_SWS |  |  | 691
| L2334 | HQT | Québec | 1 | ac | 7 | 4.321 | 230 | 3.36 | 3 | [5 empty] | 402 | 435 | Trois-Rivières | QB_TRR_SWS | Cap-de-la-Madeleine | QB_CPM_DSS |  |  | 692
| L2336 | HQT | Québec | 1 | ac | 12 | 7.4 | 230 | 5.76 | 3 | [5 empty] | 402 | 435 | Carignan | QB_CRG_TSS | Sorel-Sud | QB_SRS_DSS |  |  | 693
| L2337 | HQT | Québec | 1 | ac | 7 | 4.321 | 230 | 3.36 | 3 | [5 empty] | 402 | 435 | Laurentides | QB_LDS_TSS | Québec | QB_QBC_TSS |  |  | 694
| L2338 | HQT | Québec | 1 | ac | 10 | 6.1728 | 230 | 4.8 | 3 | [5 empty] | 402 | 435 | Chaudière | QB_CHU_DSS | Lévis | QB_LVS_DSS |  |  | 695
| L2340 | HQT | Québec | 1 | ac | 22.8 | 14.0741 | 230 | 10.944 | 3 | [5 empty] | 402 | 435 | Les Boules | QB_LBS_TSS | Saint-Ulric-Saint-Léandre | QB_SUL_GSS |  |  | 696
| L2340 | HQT | Québec | 1 | ac | 5.7 | 3.5185 | 230 | 2.736 | 3 | [5 empty] | 402 | 435 | Saint-Ulric-Saint-Léandre | QB_SUL_GSS | Le Nordais-1 | QB_LN1_GSS |  |  | 697
| L2340 | HQT | Québec | 1 | ac | 5.7 | 3.5185 | 230 | 2.736 | 3 | [5 empty] | 402 | 435 | Le Nordais-1 | QB_LN1_GSS | Matane | QB_MAT_DSS |  |  | 698
| L2341 | HQT | Québec | 1 | ac | 28.5 | 17.5926 | 230 | 13.68 | 3 | [5 empty] | 402 | 435 | Les Boules | QB_LBS_TSS | Spruce Falls Inc | QB_SPF_ISS |  |  | 699
| L2341 | HQT | Québec | 1 | ac | 5.7 | 3.5185 | 230 | 2.736 | 3 | [5 empty] | 402 | 435 | Spruce Falls Inc | QB_SPF_ISS | Matane | QB_MAT_DSS |  |  | 700
| L2341 | HQT | Québec | 1 | ac | 68.4 | 42.2222 | 230 | 32.832 | 3 | [5 empty] | 402 | 435 | Matane | QB_MAT_DSS | Goémon | QB_GOE_TSS |  |  | 701
| L2342 | HQT | Québec | 1 | ac | 2.5 | 1.5432 | 230 | 1.2 | 3 | [5 empty] | 402 | 435 | Des Hêtres | QB_DEH_DSS | Alcan Usine Shawinigan | QB_AUS_ISS |  |  | 702
| L2343 | HQT | Québec | 1 | ac | 4 | 2.4691 | 230 | 1.92 | 3 | [5 empty] | 402 | 435 | Bécancour | QB_BEC_TSS | Trans Canada Énergie | QB_TCE_ISS |  |  | 703
| L2343 | HQT | Québec | 1 | ac | 0.5 | 0.30864 | 230 | 0.24 | 3 | [5 empty] | 402 | 435 | Trans Canada Énergie | QB_TCE_ISS | Norsk Hydro Canada | QB_NSK_ISS |  |  | 704
| L2344 | HQT | Québec | 1 | ac | 5 | 3.0864 | 230 | 2.4 | 3 | [5 empty] | 402 | 435 | Bécancour | QB_BEC_TSS | Trans Canada Énergie | QB_TCE_ISS |  |  | 705
| L2344 | HQT | Québec | 1 | ac | 0.5 | 0.30864 | 230 | 0.24 | 3 | [5 empty] | 402 | 435 | Trans Canada Énergie | QB_TCE_ISS | Norsk Hydro Canada | QB_NSK_ISS |  |  | 706
| L2345 | HQT | Québec | 1 | ac | 5 | 3.0864 | 230 | 2.4 | 3 | [5 empty] | 402 | 435 | Chenaux | QB_CHE_DSS | Trois-Rivières | QB_TRR_SWS |  |  | 707
| L2345 | HQT | Québec | 1 | ac | 7 | 4.321 | 230 | 3.36 | 3 | [5 empty] | 402 | 435 | Trois-Rivières | QB_TRR_SWS | Cap-de-la-Madeleine | QB_CPM_DSS |  |  | 708
| L2346 | HQT | Québec | 1 | ac | 16 | 9.8765 | 230 | 7.68 | 3 | [5 empty] | 402 | 435 | Trois-Rivières | QB_TRR_SWS | Mauricie | QB_MAU_TSS |  |  | 709
| L2346 | HQT | Québec | 1 | ac | 10 | 6.1728 | 230 | 4.8 | 3 | [5 empty] | 402 | 435 | Mauricie | QB_MAU_TSS | La Gabelle | QB_LAG_GSS |  |  | 710
| L2349 | HQT | Québec | 1 | ac | 39.9 | 24.6296 | 230 | 19.152 | 3 | [5 empty] | 402 | 435 | Matane | QB_MAT_DSS | Les Méchins | QB_LMS_GSS |  |  | 711
| L2349 | HQT | Québec | 1 | ac | 17.1 | 10.5556 | 230 | 8.208 | 3 | [5 empty] | 402 | 435 | Les Méchins | QB_LMS_GSS | Le Nordais-2 | QB_LN2_GSS |  |  | 712
| L2349 | HQT | Québec | 1 | ac | 11.4 | 7.037 | 230 | 5.472 | 3 | [5 empty] | 402 | 435 | Le Nordais-2 | QB_LN2_GSS | Goémon | QB_GOE_TSS |  |  | 713
| L2350 | HQT | Québec | 1 | ac | 39.9 | 24.6296 | 230 | 19.152 | 3 | [5 empty] | 402 | 435 | Matane | QB_MAT_DSS | Les Méchins | QB_LMS_GSS |  |  | 714
| L2350 | HQT | Québec | 1 | ac | 17.1 | 10.5556 | 230 | 8.208 | 3 | [5 empty] | 402 | 435 | Les Méchins | QB_LMS_GSS | Le Nordais-2 | QB_LN2_GSS |  |  | 715
| L2350 | HQT | Québec | 1 | ac | 11.4 | 7.037 | 230 | 5.472 | 3 | [5 empty] | 402 | 435 | Le Nordais-2 | QB_LN2_GSS | Goémon | QB_GOE_TSS |  |  | 716
| L2351 | HQT | Québec | 1 | ac | 57 | 35.1852 | 230 | 27.36 | 3 | [5 empty] | 402 | 435 | Micmac | QB_MCM_DSS | Paspébiac | QB_PSP_DSS |  |  | 717
| L2351 | HQT | Québec | 1 | ac | 39.9 | 24.6296 | 230 | 19.152 | 3 | [5 empty] | 402 | 435 | Paspébiac | QB_PSP_DSS | Cascapédia | QB_CSC_DSS |  |  | 718
| L2352 | HQT | Québec | 1 | ac | 57 | 35.1852 | 230 | 27.36 | 3 | [5 empty] | 402 | 435 | Micmac | QB_MCM_DSS | Paspébiac | QB_PSP_DSS |  |  | 719
| L2352 | HQT | Québec | 1 | ac | 39.9 | 24.6296 | 230 | 19.152 | 3 | [5 empty] | 402 | 435 | Paspébiac | QB_PSP_DSS | Cascapédia | QB_CSC_DSS |  |  | 720
| L2354 | HQT | Québec | 1 | ac | 2.5 | 1.5432 | 230 | 1.2 | 3 | [5 empty] | 402 | 435 | Bécancour | QB_BEC_TSS | Aluminerie-de-Bécancour | QB_ABC_ISS |  |  | 722
| L2355 | HQT | Québec | 1 | ac | 2.5 | 1.5432 | 230 | 1.2 | 3 | [5 empty] | 402 | 435 | Bécancour | QB_BEC_TSS | Aluminerie-de-Bécancour | QB_ABC_ISS |  |  | 723
| L2358 | HQT | Québec | 1 | ac | 50 | 30.8642 | 230 | 24 | 3 | [5 empty] | 402 | 435 | Mékanic | QB_MEK_DSS | Trois-Rivières | QB_TRR_SWS |  |  | 725
| L2359 | HQT | Québec | 1 | ac | 63 | 38.8889 | 230 | 30.24 | 3 | [5 empty] | 402 | 435 | Sorel | QB_SOR_DSS | Francheville | QB_FRA_DSS |  |  | 726
| L2359 | HQT | Québec | 1 | ac | 2.625 | 1.6204 | 230 | 1.26 | 3 | [5 empty] | 402 | 435 | Francheville | QB_FRA_DSS | Trois-Rivières | QB_TRR_SWS |  |  | 727
| L2360 | HQT | Québec | 1 | ac | 42 | 25.9259 | 230 | 20.16 | 3 | [5 empty] | 402 | 435 | Heriot | QB_HER_TSS | Nicolet | QB_NIC_TSS |  |  | 728
| L2361 | HQT | Québec | 1 | ac | 42 | 25.9259 | 230 | 20.16 | 3 | [5 empty] | 402 | 435 | Heriot | QB_HER_TSS | Nicolet | QB_NIC_TSS |  |  | 729
| L2366 | HQT | Québec | 1 | ac | 7 | 4.321 | 230 | 3.36 | 3 | [5 empty] | 402 | 435 | Laurentides | QB_LDS_TSS | Québec | QB_QBC_TSS |  |  | 733
| L2367 | HQT | Québec | 2 | ac | 12 | 7.4074 | 230 | 5.76 | 3 | [5 empty] | 402 | 435 | La Suète | QB_LST_DSS | Chaudière | QB_CHU_DSS |  |  | 734
| L2369 | HQT | Québec | 1 | ac | 10 | 6.1728 | 230 | 4.8 | 3 | [5 empty] | 402 | 435 | Laurentides | QB_LDS_TSS | La Suète | QB_LST_DSS |  |  | 735
| L2370 | HQT | Québec | 1 | ac | 2.28 | 1.4074 | 230 | 1.0944 | 3 | [5 empty] | 402 | 435 | Des Hêtres | QB_DEH_DSS | La Tuque | QB_LTU_GSS |  |  | 736
| L2370 | HQT | Québec | 1 | ac | 91.2 | 56.2963 | 230 | 43.776 | 2.9711 | [5 empty] | 398.1339 | 430.8166 | La Tuque | QB_LTU_GSS | Emballages-Smurfit-Stone La Tuque | QB_EST_ISS |  | Line name assumed | 737
| L2371 | HQT | Québec | 1 | ac | 17 | 10.4938 | 230 | 8.16 | 3 | [5 empty] | 402 | 435 | Mauricie | QB_MAU_TSS | Des Hêtres | QB_DEH_DSS |  |  | 738
| L2372 | HQT | Québec | 1 | ac | 16 | 9.8765 | 230 | 7.68 | 3 | [5 empty] | 402 | 435 | Trois-Rivières | QB_TRR_SWS | Mauricie | QB_MAU_TSS |  |  | 739
| L2373 | HQT | Québec | 1 | ac | 7.875 | 4.8611 | 230 | 3.78 | 3 | [5 empty] | 402 | 435 | Thetford | QB_THT_DSS | Antoine-Lemieux | QB_ANL_DSS |  |  | 740
| L2374 | HQT | Québec | 1 | ac | 55.125 | 34.0278 | 230 | 26.46 | 3 | [5 empty] | 402 | 435 | Thetford | QB_THT_DSS | Beauceville | QB_BCV_TSS |  |  | 741
| L2376 | HQT | Québec | 1 | ac | 34.125 | 21.0648 | 230 | 16.38 | 3 | [5 empty] | 402 | 435 | Nicolet | QB_NIC_TSS | Kingsey | QB_KSY_TSS |  |  | 743
| L2377 | HQT | Québec | 1 | ac | 34.125 | 21.0648 | 230 | 16.38 | 3 | [5 empty] | 402 | 435 | Nicolet | QB_NIC_TSS | Kingsey | QB_KSY_TSS |  |  | 744
| L2378 | HQT | Québec | 1 | ac | 17 | 10.4938 | 230 | 8.16 | 3 | [5 empty] | 402 | 435 | Mauricie | QB_MAU_TSS | Des Hêtres | QB_DEH_DSS |  |  | 745
| L2379 | HQT | Québec | 1 | ac | 10 | 6.1728 | 230 | 4.8 | 3 | [5 empty] | 402 | 435 | Mauricie | QB_MAU_TSS | La Gabelle | QB_LAG_GSS |  |  | 746
| L2380 | HQT | Québec | 1 | ac | 159.6 | 98.5185 | 230 | 76.608 | 2.0542 | [5 empty] | 275.2616 | 297.8577 | Trenche | QB_TRC_GSS | Trois-Rivières | QB_TRR_SWS |  |  | 747
| L2381 | HQT | Québec | 1 | ac | 42 | 25.9259 | 230 | 20.16 | 3 | [5 empty] | 402 | 435 | Nicolet | QB_NIC_TSS | Bécancour | QB_BEC_TSS |  |  | 748
| L2382 | HQT | Québec | 1 | ac | 42 | 25.9259 | 230 | 20.16 | 3 | [5 empty] | 402 | 435 | Nicolet | QB_NIC_TSS | Bécancour | QB_BEC_TSS |  |  | 749
| L2382 | HQT | Québec | 1 | ac | 7.5 | 4.6296 | 230 | 3.6 | 3 | [5 empty] | 402 | 435 | Bécancour | QB_BEC_TSS | Bécancour GS | QB_BEC_GSS |  |  | 750
| L2383 | HQT | Québec | 1 | ac | 44.625 | 27.5463 | 230 | 21.42 | 3 | [5 empty] | 402 | 435 | Nicolet | QB_NIC_TSS | Bécancour | QB_BEC_TSS |  |  | 751
| L2384 | HQT | Québec | 1 | ac | 13.125 | 8.1019 | 230 | 6.3 | 3 | [5 empty] | 402 | 435 | Métallurgie Magnola Inc | QB_MMI_ISS | Kingsey | QB_KSY_TSS |  |  | 752
| L2385 | HQT | Québec | 1 | ac | 30 | 18.5185 | 230 | 14.4 | 3 | [5 empty] | 402 | 435 | Trois-Rivières | QB_TRR_SWS | Bécancour | QB_BEC_TSS |  |  | 753
| L2385 | HQT | Québec | 1 | ac | 7.5 | 4.6296 | 230 | 3.6 | 3 | [5 empty] | 402 | 435 | Bécancour | QB_BEC_TSS | Bécancour GS | QB_BEC_GSS |  |  | 754
| L2386 | HQT | Québec | 1 | ac | 7.5 | 4.6296 | 230 | 3.6 | 3 | [5 empty] | 402 | 435 | Bécancour | QB_BEC_TSS | Bécancour GS | QB_BEC_GSS |  |  | 755
| L2387 | HQT | Québec | 1 | ac | 5.7 | 3.5185 | 230 | 2.736 | 3 | [5 empty] | 402 | 435 | Rimouski | QB_RIM_TSS | Jules-A.-Brillant | QB_JUB_DSS |  |  | 756
| L2387 | HQT | Québec | 1 | ac | 22.8 | 14.0741 | 230 | 10.944 | 3 | [5 empty] | 402 | 435 | Jules-A.-Brillant | QB_JUB_DSS | Mont-Joli | QB_MTJ_DSS |  |  | 757
| L2387 | HQT | Québec | 1 | ac | 17.1 | 10.5556 | 230 | 8.208 | 3 | [5 empty] | 402 | 435 | Mont-Joli | QB_MTJ_DSS | Les Boules | QB_LBS_TSS |  |  | 758
| L2388 | HQT | Québec | 1 | ac | 5.7 | 3.5185 | 230 | 2.736 | 3 | [5 empty] | 402 | 435 | Rimouski | QB_RIM_TSS | Jules-A.-Brillant | QB_JUB_DSS |  |  | 759
| L2388 | HQT | Québec | 1 | ac | 22.8 | 14.0741 | 230 | 10.944 | 3 | [5 empty] | 402 | 435 | Jules-A.-Brillant | QB_JUB_DSS | Mont-Joli | QB_MTJ_DSS |  |  | 760
| L2388 | HQT | Québec | 1 | ac | 17.1 | 10.5556 | 230 | 8.208 | 3 | [5 empty] | 402 | 435 | Mont-Joli | QB_MTJ_DSS | Les Boules | QB_LBS_TSS |  |  | 761
| L2389 | HQT | Québec | 1 | ac | 7 | 4.321 | 230 | 3.36 | 3 | [5 empty] | 402 | 435 | Trois-Rivières | QB_TRR_SWS | Kruger Inc Trois-Rivières | QB_KRT_ISS |  |  | 762
| L2390 | HQT | Québec | 1 | ac | 7.5 | 4.6296 | 230 | 3.6 | 3 | [5 empty] | 402 | 435 | Bécancour | QB_BEC_TSS | Bécancour GS | QB_BEC_GSS |  |  | 763
| L2392 | HQT | Québec | 1 | ac | 39.9 | 24.6296 | 230 | 19.152 | 3 | [5 empty] | 402 | 435 | Rimouski | QB_RIM_TSS | Les Boules | QB_LBS_TSS |  |  | 764
| L2392 | HQT | Québec | 1 | ac | 22.8 | 14.0741 | 230 | 10.944 | 3 | [5 empty] | 402 | 435 | Les Boules | QB_LBS_TSS | Saint-Ulric-Saint-Léandre | QB_SUL_GSS |  |  | 765
| L2392 | HQT | Québec | 1 | ac | 5.7 | 3.5185 | 230 | 2.736 | 3 | [5 empty] | 402 | 435 | Saint-Ulric-Saint-Léandre | QB_SUL_GSS | Le Nordais-2 | QB_LN2_GSS |  |  | 766
| L2392 | HQT | Québec | 1 | ac | 5.7 | 3.5185 | 230 | 2.736 | 3 | [5 empty] | 402 | 435 | Le Nordais-1 | QB_LN1_GSS | Matane | QB_MAT_DSS |  |  | 767
| L2393 | HQT | Québec | 1 | ac | 39.9 | 24.6296 | 230 | 19.152 | 3 | [5 empty] | 402 | 435 | Rimouski | QB_RIM_TSS | Les Boules | QB_LBS_TSS |  |  | 768
| L2394 | HQT | Québec | 1 | ac | 68.4 | 42.2222 | 230 | 32.832 | 3 | [5 empty] | 402 | 435 | Goémon | QB_GOE_TSS | Mont-Louis | QB_MTL_GSS |  |  | 769
| L2396 | HQT | Québec | 1 | ac | 68.4 | 42.2222 | 230 | 32.832 | 3 | [5 empty] | 402 | 435 | Goémon | QB_GOE_TSS | Mont-Louis | QB_MTL_GSS |  |  | 772
| L2396 | HQT | Québec | 1 | ac | 17.1 | 10.5556 | 230 | 8.208 | 3 | [5 empty] | 402 | 435 | Mont-Louis | QB_MTL_GSS | Gros-Morne | QB_GRM_GSS |  |  | 773
| L2397 | HQT | Québec | 1 | ac | 34.2 | 21.1111 | 230 | 16.416 | 3 | [5 empty] | 402 | 435 | Cascapédia | QB_CSC_DSS | Carleton | QB_CLT_GSS |  |  | 774
| L2397 | HQT | Québec | 1 | ac | 62.7 | 38.7037 | 230 | 30.096 | 3 | [5 empty] | 402 | 435 | Carleton | QB_CLT_GSS | Matapédia | QB_MTP_DSS |  |  | 775
| L2398 | HQT | Québec | 1 | ac | 34.2 | 21.1111 | 230 | 16.416 | 3 | [5 empty] | 402 | 435 | Cascapédia | QB_CSC_DSS | Carleton | QB_CLT_GSS |  |  | 776
| L2398 | HQT | Québec | 1 | ac | 62.7 | 38.7037 | 230 | 30.096 | 3 | [5 empty] | 402 | 435 | Carleton | QB_CLT_GSS | Matapédia | QB_MTP_DSS |  |  | 777
| L2399 | HQT | Québec | 1 | ac | 65.625 | 40.5093 | 230 | 31.5 | 3 | [5 empty] | 402 | 435 | Beauceville | QB_BCV_TSS | Lévis | QB_LVS_DSS |  |  | 778
| L2403 | HQT | Québec | 1 | ac | 13.75 | 8.4877 | 230 | 6.6 | 3 | [5 empty] | 402 | 435 | Outaouais | QB_OUT_TSS | Masson-Sud | QB_MSS_DSS |  |  | 779
| L2404 | HQT | Québec | 1 | ac | 13.75 | 8.4877 | 230 | 6.6 | 3 | [5 empty] | 402 | 435 | Outaouais | QB_OUT_TSS | Masson-Sud | QB_MSS_DSS |  |  | 780
| L27 | HQT | Québec | 1 | ac | 28.5 | 17.5926 | 161 | 12.825 | 3 | [5 empty] | 192.9603 | 212.4672 | Mistassini | QB_MIS_DSS | Chute-à-la-Savane | QB_CAS_GSS |  |  | 781
| L28 | HQT | Québec | 1 | ac | 28.5 | 17.5926 | 161 | 12.825 | 3 | [5 empty] | 192.9603 | 212.4672 | Mistassini | QB_MIS_DSS | Chute-à-la-Savane | QB_CAS_GSS |  |  | 782
| L3001 | HQT | Québec | 1 | ac | 387.6 | 239.2593 | 315 | 175.6761 | 1.1442 | [5 empty] | 302.7553 | 366.2362 | Bersimis-1 | QB_BS1_GSS | Laurentides | QB_LDS_TSS |  |  | 783
| L3002 | HQT | Québec | 1 | ac | 387.6 | 239.2593 | 315 | 175.6761 | 1.1442 | [5 empty] | 302.7553 | 366.2362 | Bersimis-1 | QB_BS1_GSS | Laurentides | QB_LDS_TSS |  |  | 784
| L3003 | HQT | Québec | 1 | ac | 376.2 | 232.2222 | 315 | 170.5092 | 1.167 | [5 empty] | 308.775 | 373.5182 | Bersimis-1 | QB_BS1_GSS | Beauport | QB_BPT_DSS |  |  | 785
| L3003 | HQT | Québec | 1 | ac | 11.4 | 7.037 | 315 | 5.1669 | 3 | [5 empty] | 793.8 | 960.2419 | Beauport | QB_BPT_DSS | Laurentides | QB_LDS_TSS |  |  | 786
| L3004 | HQT | Québec | 1 | ac | 376.2 | 232.2222 | 315 | 170.5092 | 1.167 | [5 empty] | 308.775 | 373.5182 | Bersimis-1 | QB_BS1_GSS | Beauport | QB_BPT_DSS |  |  | 787
| L3004 | HQT | Québec | 1 | ac | 11.4 | 7.037 | 315 | 5.1669 | 3 | [5 empty] | 793.8 | 960.2419 | Beauport | QB_BPT_DSS | Laurentides | QB_LDS_TSS |  |  | 788
| L3005 | HQT | Québec | 1 | ac | 47.25 | 29.1667 | 315 | 21.4156 | 3 | [5 empty] | 793.8 | 960.2419 | Bout-de-l'Île | QB_BDI_DSS | Lanaudière | QB_LND_TSS |  |  | 789
| L3005 | HQT | Québec | 1 | ac | 84 | 51.8519 | 315 | 38.0722 | 3 | [5 empty] | 793.8 | 960.2419 | Lanaudière | QB_LND_TSS | Mauricie | QB_MAU_TSS |  |  | 790
| L3009 | HQT | Québec | 1 | ac | 34.2 | 21.1111 | 315 | 15.5008 | 3 | [5 empty] | 793.8 | 960.2419 | Bersimis-2 | QB_BS2_GSS | Bersimis-1 | QB_BS1_GSS |  |  | 798
| L3010 | HQT | Québec | 1 | ac | 62.7 | 38.7037 | 315 | 28.4182 | 3 | [5 empty] | 793.8 | 960.2419 | Bersimis-2 | QB_BS2_GSS | Hauterive | QB_HTR_DSS |  |  | 799
| L3011 | HQT | Québec | 1 | ac | 148.2 | 91.4815 | 315 | 67.1703 | 2.1571 | [5 empty] | 570.7638 | 690.4401 | Bersimis-2 | QB_BS2_GSS | Les Basques | QB_BSQ_DSS |  |  | 802
| L3012 | HQT | Québec | 1 | ac | 148.2 | 91.4815 | 315 | 67.1703 | 2.1571 | [5 empty] | 570.7638 | 690.4401 | Bersimis-2 | QB_BS2_GSS | Les Basques | QB_BSQ_DSS |  |  | 807
| L3013 | HQT | Québec | 1 | ac | 11.4 | 7.037 | 315 | 5.1669 | 3 | [5 empty] | 793.8 | 960.2419 | Manicouagan | QB_MGN_TSS | Hauterive | QB_HTR_DSS |  |  | 808
| L3014 | HQT | Québec | 1 | ac | 11.4 | 7.037 | 315 | 5.1669 | 3 | [5 empty] | 793.8 | 960.2419 | Manicouagan | QB_MGN_TSS | Hauterive | QB_HTR_DSS |  |  | 809
| L3015 | HQT | Québec | 1 | ac | 78.75 | 48.6111 | 315 | 35.6927 | 3 | [5 empty] | 793.8 | 960.2419 | Mauricie | QB_MAU_TSS | Lanaudière | QB_LND_TSS |  |  | 810
| L3021 | HQT | Québec | 1 | ac | 7.98 | 4.9259 | 315 | 3.6169 | 3 | [5 empty] | 793.8 | 960.2419 | Manicouagan | QB_MGN_TSS | Manic-2 | QB_MC2_GSS |  |  | 825
| L3022 | HQT | Québec | 1 | ac | 7.98 | 4.9259 | 315 | 3.6169 | 3 | [5 empty] | 793.8 | 960.2419 | Manicouagan | QB_MGN_TSS | Manic-2 | QB_MC2_GSS |  |  | 826
| L3023 | HQT | Québec | 1 | ac | 7.98 | 4.9259 | 315 | 3.6169 | 3 | [5 empty] | 793.8 | 960.2419 | Manicouagan | QB_MGN_TSS | Manic-2 | QB_MC2_GSS |  |  | 827
| L3024 | HQT | Québec | 1 | ac | 7.98 | 4.9259 | 315 | 3.6169 | 3 | [5 empty] | 793.8 | 960.2419 | Manicouagan | QB_MGN_TSS | Manic-2 | QB_MC2_GSS |  |  | 828
| L3026 | HQT | Québec | 1 | ac | 5.7 | 3.5185 | 315 | 2.5835 | 3 | [5 empty] | 793.8 | 960.2419 | Hauterive | QB_HTR_DSS | Outardes-2 | QB_OT2_GSS |  |  | 829
| L3029 | HQT | Québec | 1 | ac | 34.2 | 21.1111 | 315 | 15.5008 | 3 | [5 empty] | 793.8 | 960.2419 | Outardes-3 | QB_OT3_GSS | Manicouagan | QB_MGN_TSS |  |  | 832
| L3030 | HQT | Québec | 1 | ac | 34.2 | 21.1111 | 315 | 15.5008 | 3 | [5 empty] | 793.8 | 960.2419 | Outardes-3 | QB_OT3_GSS | Manicouagan | QB_MGN_TSS |  |  | 833
| L3031 | HQT | Québec | 1 | ac | 114 | 70.3704 | 315 | 51.6694 | 2.5646 | [5 empty] | 678.5816 | 820.8649 | Micoua | QB_MIC_TSS | Manic-5 | QB_MC5_GSS |  |  | 834
| L3032 | HQT | Québec | 1 | ac | 114 | 70.3704 | 315 | 51.6694 | 2.5646 | [5 empty] | 678.5816 | 820.8649 | Micoua | QB_MIC_TSS | Manic-5 | QB_MC5_GSS |  |  | 835
| L3033 | HQT | Québec | 1 | ac | 114 | 70.3704 | 315 | 51.6694 | 2.5646 | [5 empty] | 678.5816 | 820.8649 | Micoua | QB_MIC_TSS | Manic-5A | QB_M5A_GSS |  |  | 836
| L3034 | HQT | Québec | 1 | ac | 114 | 70.3704 | 315 | 51.6694 | 2.5646 | [5 empty] | 678.5816 | 820.8649 | Micoua | QB_MIC_TSS | Manic-5A | QB_M5A_GSS |  |  | 837
| L3035 | HQT | Québec | 1 | ac | 11.4 | 7.037 | 315 | 5.1669 | 3 | [5 empty] | 793.8 | 960.2419 | Micoua | QB_MIC_TSS | Outardes-4 | QB_OT4_GSS |  |  | 838
| L3036 | HQT | Québec | 1 | ac | 11.4 | 7.037 | 315 | 5.1669 | 3 | [5 empty] | 793.8 | 960.2419 | Micoua | QB_MIC_TSS | Outardes-4 | QB_OT4_GSS |  |  | 839
| L3042 | HQT | Québec | 1 | ac | 2.394 | 1.4778 | 315 | 1.0851 | 3 | [5 empty] | 793.8 | 960.2419 | Viger | QB_VIG_SWS | Guy | QB_GUY_DSS |  |  | 846
| L3043 | HQT | Québec | 1 | ac | 2.394 | 1.4778 | 315 | 1.0851 | 3 | [5 empty] | 793.8 | 960.2419 | Viger | QB_VIG_SWS | Guy | QB_GUY_DSS |  |  | 847
| L3044 | HQT | Québec | 1 | ac | 15.96 | 9.8519 | 315 | 7.2337 | 3 | [5 empty] | 793.8 | 960.2419 | Aqueduc | QB_AQD_TSS | Roussillon | QB_RSN_DSS |  |  | 848
| L3044 | HQT | Québec | 1 | ac | 5.25 | 3.2407 | 315 | 2.3795 | 3 | [5 empty] | 793.8 | 960.2419 | Roussillon | QB_RSN_DSS | Hertel | QB_HRT_TSS |  |  | 849
| L3045 | HQT | Québec | 1 | ac | 15.96 | 9.8519 | 315 | 7.2337 | 3 | [5 empty] | 793.8 | 960.2419 | Aqueduc | QB_AQD_TSS | Roussillon | QB_RSN_DSS |  |  | 850
| L3045 | HQT | Québec | 1 | ac | 5.25 | 3.2407 | 315 | 2.3795 | 3 | [5 empty] | 793.8 | 960.2419 | Roussillon | QB_RSN_DSS | Hertel | QB_HRT_TSS |  |  | 851
| L3052 | HQT | Québec | 1 | ac | 28.6 | 17.6543 | 315 | 12.9627 | 3 | [5 empty] | 793.8 | 960.2419 | Outaouais | QB_OUT_TSS | Vignan | QB_VGN_TSS |  |  | 867
| L3052 | HQT | Québec | 1 | ac | 28.5 | 17.5926 | 315 | 12.9174 | 3 | [5 empty] | 793.8 | 960.2419 | Vignan | QB_VGN_TSS | Petite-Nation | QB_PTN_TSS |  |  | 868
| L3052 | HQT | Québec | 1 | ac | 79.8 | 49.2593 | 315 | 36.1686 | 3 | [5 empty] | 793.8 | 960.2419 | Petite-Nation | QB_PTN_TSS | Chénier | QB_CHN_TSS |  |  | 869
| L3053 | HQT | Québec | 1 | ac | 28.6 | 17.6543 | 315 | 12.9627 | 3 | [5 empty] | 793.8 | 960.2419 | Outaouais | QB_OUT_TSS | Vignan | QB_VGN_TSS |  |  | 870
| L3053 | HQT | Québec | 1 | ac | 28.5 | 17.5926 | 315 | 12.9174 | 3 | [5 empty] | 793.8 | 960.2419 | Vignan | QB_VGN_TSS | Petite-Nation | QB_PTN_TSS |  |  | 871
| L3053 | HQT | Québec | 1 | ac | 79.8 | 49.2593 | 315 | 36.1686 | 3 | [5 empty] | 793.8 | 960.2419 | Petite-Nation | QB_PTN_TSS | Chénier | QB_CHN_TSS |  |  | 872
| L3058 | HQT | Québec | 1 | ac | 21 | 12.963 | 315 | 9.5181 | 3 | [5 empty] | 793.8 | 960.2419 | Chénier | QB_CHN_TSS | Lafontaine | QB_LAF_TSS |  |  | 879
| L3059 | HQT | Québec | 1 | ac | 21 | 12.963 | 315 | 9.5181 | 3 | [5 empty] | 793.8 | 960.2419 | Chénier | QB_CHN_TSS | Lafontaine | QB_LAF_TSS |  |  | 880
| L3062 | HQT | Québec | 1 | ac | 2.625 | 1.6204 | 315 | 1.1898 | 3 | [5 empty] | 793.8 | 960.2419 | Hertel | QB_HRT_TSS | La Prairie | QB_LPR_TSS |  |  | 883
| L3063 | HQT | Québec | 1 | ac | 2.625 | 1.6204 | 315 | 1.1898 | 3 | [5 empty] | 793.8 | 960.2419 | Hertel | QB_HRT_TSS | La Prairie | QB_LPR_TSS |  |  | 884
| L3065 | HQT | Québec | 1 | ac | 15.75 | 9.7222 | 315 | 7.1385 | 3 | [5 empty] | 793.8 | 960.2419 | Viger | QB_VIG_SWS | Hertel | QB_HRT_TSS |  |  | 885
| L3066 | HQT | Québec | 1 | ac | 15.75 | 9.7222 | 315 | 7.1385 | 3 | [5 empty] | 793.8 | 960.2419 | Viger | QB_VIG_SWS | Hertel | QB_HRT_TSS |  |  | 886
| L3067 | HQT | Québec | 1 | ac | 13.125 | 8.1019 | 315 | 5.9488 | 3 | [5 empty] | 793.8 | 960.2419 | Jacques-Cartier | QB_JQC_TSS | Leneuf | QB_LNF_DSS |  |  | 887
| L3069 | HQT | Québec | 1 | ac | 47.25 | 29.1667 | 315 | 21.4156 | 3 | [5 empty] | 793.8 | 960.2419 | Duvernay | QB_DUV_TSS | Lanaudière | QB_LND_TSS |  |  | 889
| L3070 | HQT | Québec | 1 | ac | 10.374 | 6.4037 | 315 | 4.7019 | 3 | [5 empty] | 793.8 | 960.2419 | Duvernay | QB_DUV_TSS | Langelier | QB_LGL_DSS |  |  | 890
| L3070 | HQT | Québec | 1 | ac | 4.788 | 2.9556 | 315 | 2.1701 | 3 | [5 empty] | 793.8 | 960.2419 | Langelier | QB_LGL_DSS | Notre-Dame | QB_NDA_TSS |  |  | 891
| L3071 | HQT | Québec | 1 | ac | 10.374 | 6.4037 | 315 | 4.7019 | 3 | [5 empty] | 793.8 | 960.2419 | Duvernay | QB_DUV_TSS | Langelier | QB_LGL_DSS |  |  | 892
| L3071 | HQT | Québec | 1 | ac | 4.788 | 2.9556 | 315 | 2.1701 | 3 | [5 empty] | 793.8 | 960.2419 | Langelier | QB_LGL_DSS | Notre-Dame | QB_NDA_TSS |  |  | 893
| L3078 | HQT | Québec | 1 | ac | 136.8 | 84.4444 | 315 | 62.0033 | 2.274 | [5 empty] | 601.7028 | 727.8663 | Lévis | QB_LVS_DSS | Kamouraska_SCS | QB_KAM_SWS |  |  | 900
| L3078 | HQT | Québec | 1 | ac | 39.9 | 24.6296 | 315 | 18.0843 | 3 | [5 empty] | 793.8 | 960.2419 | Kamouraska_SCS | QB_KAM_SWS | Rivière-du-loup | QB_RDL_TSS |  |  | 901
| L3079 | HQT | Québec | 1 | ac | 136.8 | 84.4444 | 315 | 62.0033 | 2.274 | [5 empty] | 601.7028 | 727.8663 | Lévis | QB_LVS_DSS | Kamouraska_SCS | QB_KAM_SWS |  |  | 902
| L3079 | HQT | Québec | 1 | ac | 39.9 | 24.6296 | 315 | 18.0843 | 3 | [5 empty] | 793.8 | 960.2419 | Kamouraska_SCS | QB_KAM_SWS | Rivière-du-loup | QB_RDL_TSS |  |  | 903
| L3080 | HQT | Québec | 1 | ac | 136.8 | 84.4444 | 315 | 62.0033 | 2.274 | [5 empty] | 601.7028 | 727.8663 | Lévis | QB_LVS_DSS | Kamouraska_SCS | QB_KAM_SWS |  |  | 904
| L3080 | HQT | Québec | 1 | ac | 39.9 | 24.6296 | 315 | 18.0843 | 3 | [5 empty] | 793.8 | 960.2419 | Kamouraska_SCS | QB_KAM_SWS | Rivière-du-loup | QB_RDL_TSS |  |  | 905
| L3081 | HQT | Québec | 1 | ac | 136.8 | 84.4444 | 315 | 62.0033 | 2.274 | [5 empty] | 601.7028 | 727.8663 | Lévis | QB_LVS_DSS | Kamouraska_SCS | QB_KAM_SWS |  |  | 906
| L3081 | HQT | Québec | 1 | ac | 39.9 | 24.6296 | 315 | 18.0843 | 3 | [5 empty] | 793.8 | 960.2419 | Kamouraska_SCS | QB_KAM_SWS | Rivière-du-loup | QB_RDL_TSS |  |  | 907
| L3082 | HQT | Québec | 1 | ac | 91.2 | 56.2963 | 315 | 41.3356 | 2.9711 | [5 empty] | 786.166 | 951.0072 | Rivière-du-loup | QB_RDL_TSS | Rimouski | QB_RIM_TSS |  |  | 908
| L3083 | HQT | Québec | 1 | ac | 91.2 | 56.2963 | 315 | 41.3356 | 2.9711 | [5 empty] | 786.166 | 951.0072 | Rivière-du-loup | QB_RDL_TSS | Rimouski | QB_RIM_TSS |  |  | 909
| L3084 | HQT | Québec | 1 | ac | 79.8 | 49.2593 | 315 | 36.1686 | 3 | [5 empty] | 793.8 | 960.2419 | Rivière-du-loup | QB_RDL_TSS | Madawaska | QB_MAD_SWS |  |  | 910
| L3085 | HQT | Québec | 1 | ac | 79.8 | 49.2593 | 315 | 36.1686 | 3 | [5 empty] | 793.8 | 960.2419 | Rivière-du-loup | QB_RDL_TSS | Madawaska | QB_MAD_SWS |  |  | 911
| L3086 | HQT | Québec | 1 | ac | 5 | 3.0864 | 315 | 2.2662 | 3 | [5 empty] | 793.8 | 960.2419 | Léry | QB_LRY_ISS | Châteauguay | QB_CHG_DSS |  |  | 912
| L3087 | HQT | Québec | 1 | ac | 5 | 3.0864 | 315 | 2.2662 | 3 | [5 empty] | 793.8 | 960.2419 | Léry | QB_LRY_ISS | Châteauguay | QB_CHG_DSS |  |  | 913
| L3089 | HQT | Québec | 1 | ac | 85.4 | 52.716 | 315 | 38.7068 | 3 | [5 empty] | 793.8 | 960.2419 | Rimouski | QB_RIM_TSS | Le Plateau | QB_LPT_GSS |  |  | 915
| L3089 | HQT | Québec | 1 | ac | 40 | 24.6914 | 315 | 18.1296 | 3 | [5 empty] | 793.8 | 960.2419 | Le Plateau | QB_LPT_GSS | Matapédia | QB_MTP_DSS |  |  | 916
| L3091 | HQT | Québec | 1 | ac | 17 | 10.4938 | 315 | 7.7051 | 3 | [5 empty] | 793.8 | 960.2419 | Langlois | QB_LGS_TSS | Châteauguay | QB_CHG_DSS |  |  | 919
| L3092 | HQT | Québec | 1 | ac | 17 | 10.4938 | 315 | 7.7051 | 3 | [5 empty] | 793.8 | 960.2419 | Langlois | QB_LGS_TSS | Châteauguay | QB_CHG_DSS |  |  | 920
| L3093 | HQT | Québec | 1 | ac | 7 | 4.321 | 315 | 3.1727 | 3 | [5 empty] | 793.8 | 960.2419 | Laurentides | QB_LDS_TSS | Québec | QB_QBC_TSS |  |  | 921
| L3093 | HQT | Québec | 1 | ac | 0.5 | 0.30864 | 315 | 0.22662 | 3 | [5 empty] | 793.8 | 960.2419 | Québec | QB_QBC_TSS | Frontenac-1 | QB_FR1_DSS |  | Line name assumed | 922
| L3094 | HQT | Québec | 1 | ac | 7 | 4.321 | 315 | 3.1727 | 3 | [5 empty] | 793.8 | 960.2419 | Laurentides | QB_LDS_TSS | Québec | QB_QBC_TSS |  |  | 923
| L3094 | HQT | Québec | 1 | ac | 0.5 | 0.30864 | 315 | 0.22662 | 3 | [5 empty] | 793.8 | 960.2419 | Québec | QB_QBC_TSS | Frontenac-2 | QB_FR2_DSS |  | Line name assumed | 924
| L3096 | HQT | Québec | 1 | ac | 0.5 | 0.30864 | 315 | 0.22662 | 3 | [5 empty] | 793.8 | 960.2419 | Frontenac-1 | QB_FR1_DSS | Frontenac-2 | QB_FR2_DSS |  | Line name assumed | 927
| L3098 | HQT | Québec | 1 | ac | 3.192 | 1.9704 | 315 | 1.4467 | 3 | [5 empty] | 793.8 | 960.2419 | Bout-de-l'Île | QB_BDI_DSS | Boucherville | QB_BCH_TSS |  |  | 929
| L3099 | HQT | Québec | 1 | ac | 7.182 | 4.4333 | 315 | 3.2552 | 3 | [5 empty] | 793.8 | 960.2419 | Chomedey | QB_CHO_TSS | Saraguay | QB_SRG_DSS |  |  | 930
| L3100 | HQT | Québec | 1 | ac | 84 | 51.8519 | 315 | 38.0722 | 3 | [5 empty] | 793.8 | 960.2419 | Jacques-Cartier | QB_JQC_TSS | Mauricie | QB_MAU_TSS |  |  | 931
| L3101 | HQT | Québec | 1 | ac | 73.5 | 45.3704 | 315 | 33.3132 | 3 | [5 empty] | 793.8 | 960.2419 | Leneuf | QB_LNF_DSS | Mauricie | QB_MAU_TSS |  |  | 932
| L3102 | HQT | Québec | 1 | ac | 47.25 | 29.1667 | 315 | 21.4156 | 3 | [5 empty] | 793.8 | 960.2419 | Alain-Grandbois | QB_AGB_DSS | Mauricie | QB_MAU_TSS |  |  | 933
| L3106 | HQT | Québec | 1 | ac | 28.875 | 17.8241 | 315 | 13.0873 | 3 | [5 empty] | 793.8 | 960.2419 | Jacques-Cartier | QB_JQC_TSS | Deschambault | QB_DSM_SWS |  |  | 938
| L3107 | HQT | Québec | 1 | ac | 1.05 | 0.64815 | 315 | 0.4759 | 3 | [5 empty] | 793.8 | 960.2419 | Deschambault | QB_DSM_SWS | Alcoa-Aluminierie de Deschambault SENC | QB_AAD_ISS |  |  | 939
| L3107 | HQT | Québec | 1 | ac | 15.75 | 9.7222 | 315 | 7.1385 | 3 | [5 empty] | 793.8 | 960.2419 | Alcoa-Aluminierie de Deschambault SENC | QB_AAD_ISS | Alain-Grandbois | QB_AGB_DSS |  |  | 940
| L3110 | HQT | Québec | 1 | ac | 18.375 | 11.3426 | 315 | 8.3283 | 3 | [5 empty] | 793.8 | 960.2419 | Deschambault | QB_DSM_SWS | Jacques-Cartier | QB_JQC_TSS |  |  | 941
| L3110 | HQT | Québec | 1 | ac | 26.25 | 16.2037 | 315 | 11.8976 | 3 | [5 empty] | 793.8 | 960.2419 | Jacques-Cartier | QB_JQC_TSS | Neufchâtel | QB_NEU_DSS |  |  | 942
| L3113 | HQT | Québec | 1 | ac | 2.28 | 1.4074 | 315 | 1.0334 | 3 | [5 empty] | 793.8 | 960.2419 | Madawaska | QB_MAD_SWS | IPT Madawaska | PP_QBNB1_IPT |  |  | 943
| L3114 | HQT | Québec | 1 | ac | 2.28 | 1.4074 | 345 | 1.0119 | 3 | [5 empty] | 975 | 1275 | Madawaska | QB_MAD_SWS | IPT Madawaska | PP_QBNB1_IPT |  |  | 944
| L3115 | HQT | Québec | 1 | ac | 57 | 35.1852 | 315 | 25.8347 | 3 | [5 empty] | 793.8 | 960.2419 | Sainte-Marguerite-3 | QB_SM3_DFS | Sainte-Marguerite-2 | QB_SM2_DFS |  |  | 945
| L3115 | HQT | Québec | 1 | ac | 2.28 | 1.4074 | 315 | 1.0334 | 3 | [5 empty] | 793.8 | 960.2419 | Sainte-Marguerite-2 | QB_SM2_DFS | Sainte-Marguerite-1 | QB_SM1_DFS |  |  | 946
| L3115 | HQT | Québec | 1 | ac | 2.28 | 1.4074 | 315 | 1.0334 | 3 | [5 empty] | 793.8 | 960.2419 | Sainte-Marguerite-1 | QB_SM1_DFS | Arnaud | QB_ARN_TSS |  |  | 947
| L3116 | HQT | Québec | 1 | ac | 57 | 35.1852 | 315 | 25.8347 | 3 | [5 empty] | 793.8 | 960.2419 | Sainte-Marguerite-3 | QB_SM3_DFS | Sainte-Marguerite-2 | QB_SM2_DFS |  |  | 948
| L3116 | HQT | Québec | 1 | ac | 2.28 | 1.4074 | 315 | 1.0334 | 3 | [5 empty] | 793.8 | 960.2419 | Sainte-Marguerite-2 | QB_SM2_DFS | Sainte-Marguerite-1 | QB_SM1_DFS |  |  | 949
| L3116 | HQT | Québec | 1 | ac | 2.28 | 1.4074 | 315 | 1.0334 | 3 | [5 empty] | 793.8 | 960.2419 | Sainte-Marguerite-1 | QB_SM1_DFS | Arnaud | QB_ARN_TSS |  |  | 950
| L3123 | HQT | Québec | 1 | ac | 45.6 | 28.1481 | 315 | 20.6678 | 3 | [5 empty] | 793.8 | 960.2419 | Manic-3 | QB_MC3_GSS | Toulnustouc | QB_TLC_GSS |  |  | 953
| L3145 | HQT | Québec | 1 | ac | 2.394 | 1.4778 | 315 | 1.0851 | 3 | [5 empty] | 793.8 | 960.2419 | Viger | QB_VIG_SWS | Guy | QB_GUY_DSS |  |  | 956
| L3152 | HQT | Québec | 1 | ac | 57 | 35.1852 | 315 | 25.8347 | 3 | [5 empty] | 793.8 | 960.2419 | La Grande-1 | QB_LG1_GSS | Radisson | QB_RAD_TSS |  |  | 961
| L3153 | HQT | Québec | 1 | ac | 57 | 35.1852 | 315 | 25.8347 | 3 | [5 empty] | 793.8 | 960.2419 | La Grande-1 | QB_LG1_GSS | Radisson | QB_RAD_TSS |  |  | 962
| L3154 | HQT | Québec | 1 | ac | 96.9 | 59.8148 | 315 | 43.919 | 2.8547 | [5 empty] | 755.3536 | 913.7342 | Figuery | QB_FIG_TSS | Lebel | QB_LBL_ISS |  |  | 963
| L3155 | HQT | Québec | 1 | ac | 96.9 | 59.8148 | 315 | 43.919 | 2.8547 | [5 empty] | 755.3536 | 913.7342 | Figuery | QB_FIG_TSS | Lebel | QB_LBL_ISS |  |  | 964
| L3162 | HQT | Québec | 1 | ac | 11.4 | 7.037 | 315 | 5.1669 | 3 | [5 empty] | 793.8 | 960.2419 | La Grande-2A | QB_LG2A_GSS | Radisson | QB_RAD_TSS |  |  | 965
| L3163 | HQT | Québec | 1 | ac | 11.4 | 7.037 | 315 | 5.1669 | 3 | [5 empty] | 793.8 | 960.2419 | La Grande-2A | QB_LG2A_GSS | Radisson | QB_RAD_TSS |  |  | 966
| L3166 | HQT | Québec | 1 | ac | 62.7 | 38.7037 | 315 | 28.4182 | 3 | [5 empty] | 793.8 | 960.2419 | Brisay | QB_BSY_GSS | Laforge-2 | QB_LF2_GSS |  |  | 967
| L3167 | HQT | Québec | 1 | ac | 62.7 | 38.7037 | 315 | 28.4182 | 3 | [5 empty] | 793.8 | 960.2419 | Brisay | QB_BSY_GSS | Laforge-2 | QB_LF2_GSS |  |  | 968
| L3168 | HQT | Québec | 1 | ac | 108.3 | 66.8519 | 315 | 49.086 | 2.6528 | [5 empty] | 701.9293 | 849.108 | Nikamo | QB_NIK_SWS | Laforge-2 | QB_LF2_GSS |  |  | 969
| L3169 | HQT | Québec | 1 | ac | 108.3 | 66.8519 | 315 | 49.086 | 2.6528 | [5 empty] | 701.9293 | 849.108 | Nikamo | QB_NIK_SWS | Laforge-2 | QB_LF2_GSS |  |  | 970
| L3172 | HQT | Québec | 1 | ac | 79.8 | 49.2593 | 315 | 36.1686 | 3 | [5 empty] | 793.8 | 960.2419 | Nikamo | QB_NIK_SWS | Tilly | QB_TLY_TSS |  |  | 973
| L3173 | HQT | Québec | 1 | ac | 79.8 | 49.2593 | 315 | 36.1686 | 3 | [5 empty] | 793.8 | 960.2419 | Nikamo | QB_NIK_SWS | Tilly | QB_TLY_TSS |  |  | 974
| L3176 | HQT | Québec | 1 | ac | 47.88 | 29.5556 | 315 | 21.7012 | 3 | [5 empty] | 793.8 | 960.2419 | Nemiscau | QB_NEM_DSS | Eastmain-1 | QB_EM1_GSS |  |  | 975
| L3177 | HQT | Québec | 1 | ac | 47.88 | 29.5556 | 315 | 21.7012 | 3 | [5 empty] | 793.8 | 960.2419 | Nemiscau | QB_NEM_DSS | Eastmain-1 | QB_EM1_GSS |  |  | 976
| L4003 | HQT | Québec | 1 | dc | 687.42 | 424.3333 | 450 | [7 empty] | 1000 | 1000 | Radisson | QB_RAD_TSS | Rapide-Blanc | QB_RPB_TSS |  |  | 982
| L4003 | HQT | Québec | 1 | dc | 148.2 | 91.4815 | 450 | [7 empty] | 1000 | 1000 | Rapide-Blanc | QB_RPB_TSS | Grondines | QB_GRO_SWS |  |  | 983
| L4004 | HQT | Québec | 1 | dc | 687.42 | 424.3333 | 450 | [7 empty] | 1000 | 1000 | Radisson | QB_RAD_TSS | Rapide-Blanc | QB_RPB_TSS |  |  | 984
| L4004 | HQT | Québec | 1 | dc | 148.2 | 91.4815 | 450 | [7 empty] | 1000 | 1000 | Rapide-Blanc | QB_RPB_TSS | Grondines | QB_GRO_SWS |  |  | 985
| L4005 | HQT | Québec | 1 | dc | 5.7 | 3.5185 | 450 | [7 empty] | 1000 | 1000 | Grondines | QB_GRO_SWS | Lotbinière | QB_LTB_SWS |  |  | 986
| L4006 | HQT | Québec | 1 | dc | 5.7 | 3.5185 | 450 | [7 empty] | 1000 | 1000 | Grondines | QB_GRO_SWS | Lotbinière | QB_LTB_SWS |  |  | 987
| L4007 | HQT | Québec | 1 | dc | 68.4 | 42.2222 | 450 | [7 empty] | 1000 | 1000 | Lotbinière | QB_LTB_SWS | Nicolet | QB_NIC_TSS |  |  | 988
| L4008 | HQT | Québec | 1 | dc | 68.4 | 42.2222 | 450 | [7 empty] | 1000 | 1000 | Lotbinière | QB_LTB_SWS | Nicolet | QB_NIC_TSS |  |  | 989
| L4009 | HQT | Québec | 1 | dc | 79.8 | 49.2593 | 450 | [7 empty] | 1000 | 1000 | Nicolet | QB_NIC_TSS | Des Cantons | QB_DEC_TSS |  |  | 990
| L4010 | HQT | Québec | 1 | dc | 79.8 | 49.2593 | 450 | [7 empty] | 1000 | 1000 | Nicolet | QB_NIC_TSS | Des Cantons | QB_DEC_TSS |  |  | 991
| L61 | RTA | Québec | 1 | ac | 136.8 | 84.4444 | 315 | 62.0033 | 2.274 | [5 empty] | 601.7028 | 727.8663 | Chute-des-Passes | QB_CDP_DSS | Delisle | QB_DLS_ISS |  |  | 992
| L62 | RTA | Québec | 1 | ac | 136.8 | 84.4444 | 315 | 62.0033 | 2.274 | [5 empty] | 601.7028 | 727.8663 | Chute-des-Passes | QB_CDP_DSS | Delisle | QB_DLS_ISS |  |  | 993
| L65 | RTA | Québec | 1 | ac | 5.6 | 3.4568 | 161 | 2.52 | 3 | [5 empty] | 192.9603 | 212.4672 | Chicoutimi-Nord | QB_CHN_DSS | Usine Jonquière | QB_UJQ_DSS |  |  | 994
| L65 | RTA | Québec | 1 | ac | 16.8 | 10.3704 | 161 | 7.56 | 3 | [5 empty] | 192.9603 | 212.4672 | Usine Jonquière | QB_UJQ_DSS | Du Portage | QB_ALA_ISS |  |  | 995
| L66 | RTA | Québec | 1 | ac | 5.6 | 3.4568 | 161 | 2.52 | 3 | [5 empty] | 192.9603 | 212.4672 | Chicoutimi-Nord | QB_CHN_DSS | Usine Jonquière | QB_UJQ_DSS |  |  | 996
| L66 | RTA | Québec | 1 | ac | 16.8 | 10.3704 | 161 | 7.56 | 3 | [5 empty] | 192.9603 | 212.4672 | Usine Jonquière | QB_UJQ_DSS | Du Portage | QB_ALA_ISS |  |  | 997
| L7002 | HQT | Québec | 1 | ac | 183.75 | 113.4259 | 735 | 69.825 | 1.8719 | [5 empty] | 3745.3636 | 4044.9927 | Carignan | QB_CRG_TSS | Jacques-Cartier | QB_JQC_TSS |  |  | 998
| L7004 | HQT | Québec | 1 | ac | 206.34 | 127.3704 | 735 | 78.4092 | 1.7341 | [5 empty] | 3469.6379 | 3747.2089 | Outardes | QB_OTD_TSS | Périgny | QB_PER_SWS |  | L7004 rerouted to Outardes substation | 999
| L7004 | HQT | Québec | 1 | ac | 159.6 | 98.5185 | 735 | 60.648 | 2.0542 | [5 empty] | 4110.0938 | 4438.9013 | Périgny | QB_PER_SWS | Laurentides | QB_LDS_TSS |  |  | 1000
| L7005 | HQT | Québec | 1 | ac | 115.5 | 71.2963 | 735 | 43.89 | 2.5425 | [5 empty] | 5087.2034 | 5494.1797 | Nicolet | QB_NIC_TSS | Lévis | QB_LVS_DSS |  |  | 1001
| L7006 | HQT | Québec | 1 | ac | 26.25 | 16.2037 | 735 | 9.975 | 3 | [5 empty] | 6002.5 | 6482.7 | Hertel | QB_HRT_TSS | Boucherville | QB_BCH_TSS |  |  | 1002
| L7006 | HQT | Québec | 1 | ac | 115.5 | 71.2963 | 735 | 43.89 | 2.5425 | [5 empty] | 5087.2034 | 5494.1797 | Boucherville | QB_BCH_TSS | Nicolet | QB_NIC_TSS |  |  | 1003
| L7007 | HQT | Québec | 1 | ac | 131.1 | 80.9259 | 735 | 49.818 | 2.3387 | [5 empty] | 4679.4299 | 5053.7843 | Manicouagan | QB_MGN_TSS | Bergeronnes | QB_BRG_SWS |  |  | 1004
| L7007 | HQT | Québec | 1 | ac | 217.74 | 134.4074 | 735 | 82.7412 | 1.6737 | [5 empty] | 3348.7418 | 3616.6412 | Bergeronnes | QB_BRG_SWS | Lévis | QB_LVS_DSS |  |  | 1005
| L7008 | HQT | Québec | 1 | ac | 131.1 | 80.9259 | 735 | 49.818 | 2.3387 | [5 empty] | 4679.4299 | 5053.7843 | Manicouagan | QB_MGN_TSS | Bergeronnes | QB_BRG_SWS |  |  | 1006
| L7008 | HQT | Québec | 1 | ac | 217.74 | 134.4074 | 735 | 82.7412 | 1.6737 | [5 empty] | 3348.7418 | 3616.6412 | Bergeronnes | QB_BRG_SWS | Lévis | QB_LVS_DSS |  |  | 1007
| L7010 | HQT | Québec | 1 | ac | 30 | 18.5185 | 735 | 11.4 | 3 | [5 empty] | 6002.5 | 6482.7 | Laurentides | QB_LDS_TSS | Lévis | QB_LVS_DSS |  |  | 1009
| L7011 | HQT | Québec | 1 | ac | 47.88 | 29.5556 | 735 | 18.1944 | 3 | [5 empty] | 6002.5 | 6482.7 | Outardes | QB_OTD_TSS | Manicouagan | QB_MGN_TSS |  | L7011 terminated at Outardes substation | 1010
| L7014 | HQT | Québec | 1 | ac | 52.5 | 32.4074 | 735 | 19.95 | 3 | [5 empty] | 6002.5 | 6482.7 | Boucherville | QB_BCH_TSS | Carignan | QB_CRG_TSS |  |  | 1011
| L7016 | HQT | Québec | 1 | ac | 229.14 | 141.4444 | 735 | 87.0732 | 1.6183 | [5 empty] | 3237.9145 | 3496.9476 | La Vérendrye | QB_LVR_TSS | Duvernay | QB_DUV_TSS |  |  | 1012
| L7018 | HQT | Québec | 1 | ac | 165.3 | 102.037 | 735 | 62.814 | 2.0072 | [5 empty] | 4016.0672 | 4337.3526 | Jacques-Cartier | QB_JQC_TSS | Saguenay | QB_SAG_TSS |  |  | 1014
| L7019 | HQT | Québec | 1 | ac | 229.14 | 141.4444 | 735 | 87.0732 | 1.6183 | [5 empty] | 3237.9145 | 3496.9476 | Micoua | QB_MIC_TSS | Saguenay | QB_SAG_TSS |  |  | 1016
| L7020 | HQT | Québec | 1 | ac | 28.5 | 17.5926 | 735 | 10.83 | 3 | [5 empty] | 6002.5 | 6482.7 | Jacques-Cartier | QB_JQC_TSS | Laurentides | QB_LDS_TSS |  |  | 1017
| L7023 | HQT | Québec | 1 | ac | 131.1 | 80.9259 | 735 | 49.818 | 2.3387 | [5 empty] | 4679.4299 | 5053.7843 | Manicouagan | QB_MGN_TSS | Bergeronnes | QB_BRG_SWS |  |  | 1018
| L7023 | HQT | Québec | 1 | ac | 217.74 | 134.4074 | 735 | 82.7412 | 1.6737 | [5 empty] | 3348.7418 | 3616.6412 | Bergeronnes | QB_BRG_SWS | Lévis | QB_LVS_DSS |  |  | 1019
| L7024 | HQT | Québec | 1 | ac | 194.94 | 120.3333 | 735 | 74.0772 | 1.8003 | [5 empty] | 3602.1537 | 3890.326 | Jacques-Cartier | QB_JQC_TSS | Chamouchouane | QB_CHM_SWS |  |  | 1020
| L7025 | HQT | Québec | 1 | ac | 194.94 | 120.3333 | 735 | 74.0772 | 1.8003 | [5 empty] | 3602.1537 | 3890.326 | Jacques-Cartier | QB_JQC_TSS | Chamouchouane | QB_CHM_SWS |  |  | 1021
| L7026 | HQT | Québec | 1 | ac | 114 | 70.3704 | 735 | 43.32 | 2.5646 | [5 empty] | 5131.25 | 5541.75 | Saguenay | QB_SAG_TSS | Chamouchouane | QB_CHM_SWS |  |  | 1022
| L7027 | HQT | Québec | 1 | ac | 136.8 | 84.4444 | 735 | 51.984 | 2.274 | [5 empty] | 4549.9135 | 4913.9066 | Arnaud | QB_ARN_TSS | Manic-3 | QB_MC3_GSS |  |  | 1023
| L7028 | HQT | Québec | 1 | ac | 153.9 | 95 | 735 | 58.482 | 2.1041 | [5 empty] | 4209.8639 | 4546.653 | Arnaud | QB_ARN_TSS | Manicouagan | QB_MGN_TSS |  |  | 1024
| L7029 | HQT | Québec | 1 | ac | 153.9 | 95 | 735 | 58.482 | 2.1041 | [5 empty] | 4209.8639 | 4546.653 | Arnaud | QB_ARN_TSS | Manicouagan | QB_MGN_TSS |  |  | 1025
| L7031 | HQT | Québec | 1 | ac | 217.74 | 134.4074 | 735 | 82.7412 | 1.6737 | [5 empty] | 3348.7418 | 3616.6412 | Montagnais | QB_MTG_TSS | Arnaud | QB_ARN_TSS |  |  | 1026
| L7032 | HQT | Québec | 1 | ac | 217.74 | 134.4074 | 735 | 82.7412 | 1.6737 | [5 empty] | 3348.7418 | 3616.6412 | Montagnais | QB_MTG_TSS | Arnaud | QB_ARN_TSS |  |  | 1027
| L7033 | HQT | Québec | 1 | ac | 217.74 | 134.4074 | 735 | 82.7412 | 1.6737 | [5 empty] | 3348.7418 | 3616.6412 | Montagnais | QB_MTG_TSS | Arnaud | QB_ARN_TSS |  |  | 1028
| L7034 | HQT | Québec | 1 | ac | 115.5 | 71.2963 | 735 | 43.89 | 2.5425 | [5 empty] | 5087.2034 | 5494.1797 | Boucherville | QB_BCH_TSS | Nicolet | QB_NIC_TSS |  |  | 1029
| L7035 | HQT | Québec | 1 | ac | 115.5 | 71.2963 | 735 | 43.89 | 2.5425 | [5 empty] | 5087.2034 | 5494.1797 | Nicolet | QB_NIC_TSS | Lévis | QB_LVS_DSS |  |  | 1030
| L7036 | HQT | Québec | 1 | ac | 26.25 | 16.2037 | 735 | 9.975 | 3 | [5 empty] | 6002.5 | 6482.7 | Hertel | QB_HRT_TSS | Boucherville | QB_BCH_TSS |  |  | 1031
| L7038 | HQT | Québec | 1 | ac | 52.5 | 32.4074 | 735 | 19.95 | 3 | [5 empty] | 6002.5 | 6482.7 | Châteauguay | QB_CHG_DSS | Hertel | QB_HRT_TSS |  |  | 1032
| L7042 | HQT | Québec | 1 | ac | 99.75 | 61.5741 | 735 | 37.905 | 2.8006 | [5 empty] | 5603.6224 | 6051.9122 | Châteauguay | QB_CHG_DSS | Chénier | QB_CHN_TSS |  |  | 1034
| L7044 | HQT | Québec | 1 | ac | 239.4 | 147.7778 | 735 | 90.972 | 1.5722 | [5 empty] | 3145.7163 | 3397.3736 | La Vérendrye | QB_LVR_TSS | Chénier | QB_CHN_TSS |  |  | 1035
| L7045 | HQT | Québec | 1 | ac | 159.6 | 98.5185 | 735 | 60.648 | 2.0542 | [5 empty] | 4110.0938 | 4438.9013 | La Vérendrye | QB_LVR_TSS | Grand-Brulé | QB_GRB_TSS |  |  | 1036
| L7046 | HQT | Québec | 1 | ac | 10.5 | 6.4815 | 735 | 3.99 | 3 | [5 empty] | 6002.5 | 6482.7 | Duvernay | QB_DUV_TSS | Judith-Jasmin | QB_JUJ_DSS |  |  | 1037
| L7046 | HQT | Québec | 1 | ac | 31.5 | 19.4444 | 735 | 11.97 | 3 | [5 empty] | 6002.5 | 6482.7 | Judith-Jasmin | QB_JUJ_DSS | Chénier | QB_CHN_TSS |  |  | 1038
| L7047 | HQT | Québec | 1 | ac | 79.8 | 49.2593 | 735 | 30.324 | 3 | [5 empty] | 6002.5 | 6482.7 | Grand-Brulé | QB_GRB_TSS | Chénier | QB_CHN_TSS |  |  | 1039
| L7048 | HQT | Québec | 1 | ac | 73.5 | 45.3704 | 735 | 27.93 | 3 | [5 empty] | 6002.5 | 6482.7 | Montérégie | QB_MTR_TSS | Des Cantons | QB_DEC_TSS |  |  | 1040
| L7049 | HQT | Québec | 1 | ac | 78.75 | 48.6111 | 735 | 29.925 | 3 | [5 empty] | 6002.5 | 6482.7 | Hertel | QB_HRT_TSS | Montérégie | QB_MTR_TSS |  |  | 1041
| L7051 | HQT | Québec | 1 | ac | 23.94 | 14.7778 | 735 | 9.0972 | 3 | [5 empty] | 6002.5 | 6482.7 | Montagnais | QB_MTG_TSS | IPT Montagnais | PP_QBNL1_IPT |  |  | 1042
| L7052 | HQT | Québec | 1 | ac | 23.94 | 14.7778 | 735 | 9.0972 | 3 | [5 empty] | 6002.5 | 6482.7 | Montagnais | QB_MTG_TSS | IPT Montagnais | PP_QBNL1_IPT |  |  | 1043
| L7053 | HQT | Québec | 1 | ac | 23.94 | 14.7778 | 735 | 9.0972 | 3 | [5 empty] | 6002.5 | 6482.7 | Montagnais | QB_MTG_TSS | IPT Montagnais | PP_QBNL1_IPT |  |  | 1044
| L7054 | HQT | Québec | 1 | ac | 102.6 | 63.3333 | 735 | 38.988 | 2.7491 | [5 empty] | 5500.4755 | 5940.5136 | Le Moyne | QB_LEM_SWS | Tilly | QB_TLY_TSS |  |  | 1045
| L7055 | HQT | Québec | 1 | ac | 102.6 | 63.3333 | 735 | 38.988 | 2.7491 | [5 empty] | 5500.4755 | 5940.5136 | Le Moyne | QB_LEM_SWS | Tilly | QB_TLY_TSS |  |  | 1046
| L7056 | HQT | Québec | 1 | ac | 102.6 | 63.3333 | 735 | 38.988 | 2.7491 | [5 empty] | 5500.4755 | 5940.5136 | Le Moyne | QB_LEM_SWS | Tilly | QB_TLY_TSS |  |  | 1047
| L7057 | HQT | Québec | 1 | ac | 96.9 | 59.8148 | 735 | 36.822 | 2.8547 | [5 empty] | 5711.779 | 6168.7213 | Le Moyne | QB_LEM_SWS | Chissibi | QB_CHS_SWS |  |  | 1048
| L7059 | HQT | Québec | 1 | ac | 234.84 | 144.963 | 735 | 89.2392 | 1.5923 | [5 empty] | 3185.8677 | 3440.7372 | Albanel | QB_ALB_SWS | Chissibi | QB_CHS_SWS |  |  | 1049
| L7060 | HQT | Québec | 1 | ac | 136.8 | 84.4444 | 735 | 51.984 | 2.274 | [5 empty] | 4549.9135 | 4913.9066 | La Grande-2 | QB_LG2_GSS | Chissibi | QB_CHS_SWS |  |  | 1050
| L7061 | HQT | Québec | 1 | ac | 240.54 | 148.4815 | 735 | 91.4052 | 1.5673 | [5 empty] | 3135.8761 | 3386.7462 | La Grande-2 | QB_LG2_GSS | Nemiscau | QB_NEM_DSS |  |  | 1051
| L7062 | HQT | Québec | 1 | ac | 246.24 | 152 | 735 | 93.5712 | 1.5433 | [5 empty] | 3087.8125 | 3334.8375 | Radisson | QB_RAD_TSS | Nemiscau | QB_NEM_DSS |  |  | 1052
| L7063 | HQT | Québec | 1 | ac | 246.24 | 152 | 735 | 93.5712 | 1.5433 | [5 empty] | 3087.8125 | 3334.8375 | Radisson | QB_RAD_TSS | Nemiscau | QB_NEM_DSS |  |  | 1053
| L7066 | HQT | Québec | 1 | ac | 2.28 | 1.4074 | 735 | 0.8664 | 3 | [5 empty] | 6002.5 | 6482.7 | Chissibi | QB_CHS_SWS | La Grande-3 | QB_LG3_GSS |  |  | 1054
| L7067 | HQT | Québec | 1 | ac | 2.28 | 1.4074 | 735 | 0.8664 | 3 | [5 empty] | 6002.5 | 6482.7 | Chissibi | QB_CHS_SWS | La Grande-3 | QB_LG3_GSS |  |  | 1055
| L7068 | HQT | Québec | 1 | ac | 2.28 | 1.4074 | 735 | 0.8664 | 3 | [5 empty] | 6002.5 | 6482.7 | Chissibi | QB_CHS_SWS | La Grande-3 | QB_LG3_GSS |  |  | 1056
| L7069 | HQT | Québec | 1 | ac | 194.94 | 120.3333 | 735 | 74.0772 | 1.8003 | [5 empty] | 3602.1537 | 3890.326 | Le Moyne | QB_LEM_SWS | Albanel | QB_ALB_SWS |  |  | 1057
| L7070 | HQT | Québec | 1 | ac | 194.94 | 120.3333 | 735 | 74.0772 | 1.8003 | [5 empty] | 3602.1537 | 3890.326 | Le Moyne | QB_LEM_SWS | Albanel | QB_ALB_SWS |  |  | 1058
| L7071 | HQT | Québec | 1 | ac | 2.28 | 1.4074 | 735 | 0.8664 | 3 | [5 empty] | 6002.5 | 6482.7 | Tilly | QB_TLY_TSS | La Grande-4 | QB_LG4_GSS |  |  | 1059
| L7072 | HQT | Québec | 1 | ac | 2.28 | 1.4074 | 735 | 0.8664 | 3 | [5 empty] | 6002.5 | 6482.7 | Tilly | QB_TLY_TSS | La Grande-4 | QB_LG4_GSS |  |  | 1060
| L7073 | HQT | Québec | 1 | ac | 2.28 | 1.4074 | 735 | 0.8664 | 3 | [5 empty] | 6002.5 | 6482.7 | Tilly | QB_TLY_TSS | La Grande-4 | QB_LG4_GSS |  |  | 1061
| L7076 | HQT | Québec | 1 | ac | 212.04 | 130.8889 | 735 | 80.5752 | 1.7032 | [5 empty] | 3407.8415 | 3680.4688 | Albanel | QB_ALB_SWS | Chibougamau | QB_CHB_TSS |  |  | 1062
| L7077 | HQT | Québec | 1 | ac | 212.04 | 130.8889 | 735 | 80.5752 | 1.7032 | [5 empty] | 3407.8415 | 3680.4688 | Albanel | QB_ALB_SWS | Chibougamau | QB_CHB_TSS |  |  | 1063
| L7078 | HQT | Québec | 1 | ac | 212.04 | 130.8889 | 735 | 80.5752 | 1.7032 | [5 empty] | 3407.8415 | 3680.4688 | Albanel | QB_ALB_SWS | Chibougamau | QB_CHB_TSS |  |  | 1064
| L7079 | HQT | Québec | 1 | ac | 34.2 | 21.1111 | 735 | 12.996 | 3 | [5 empty] | 6002.5 | 6482.7 | Albanel | QB_ALB_SWS | Nemiscau | QB_NEM_DSS |  |  | 1065
| L7080 | HQT | Québec | 1 | ac | 251.94 | 155.5185 | 735 | 95.7372 | 1.5201 | [5 empty] | 3041.5606 | 3284.8854 | Abitibi | QB_ABT_TSS | Nemiscau | QB_NEM_DSS |  |  | 1066
| L7081 | HQT | Québec | 1 | ac | 200.64 | 123.8519 | 735 | 76.2432 | 1.7664 | [5 empty] | 3534.3338 | 3817.0805 | Abitibi | QB_ABT_TSS | Nemiscau | QB_NEM_DSS |  |  | 1067
| L7082 | HQT | Québec | 1 | ac | 200.64 | 123.8519 | 735 | 76.2432 | 1.7664 | [5 empty] | 3534.3338 | 3817.0805 | Abitibi | QB_ABT_TSS | Nemiscau | QB_NEM_DSS |  |  | 1068
| L7084 | HQT | Québec | 1 | ac | 171 | 105.5556 | 735 | 64.98 | 1.9628 | [5 empty] | 3927.2721 | 4241.4538 | Chamouchouane | QB_CHM_SWS | Chibougamau | QB_CHB_TSS |  |  | 1069
| L7085 | HQT | Québec | 1 | ac | 171 | 105.5556 | 735 | 64.98 | 1.9628 | [5 empty] | 3927.2721 | 4241.4538 | Chamouchouane | QB_CHM_SWS | Chibougamau | QB_CHB_TSS |  |  | 1070
| L7086 | HQT | Québec | 1 | ac | 171 | 105.5556 | 735 | 64.98 | 1.9628 | [5 empty] | 3927.2721 | 4241.4538 | Chamouchouane | QB_CHM_SWS | Chibougamau | QB_CHB_TSS |  |  | 1071
| L7088 | HQT | Québec | 1 | ac | 11.4 | 7.037 | 735 | 4.332 | 3 | [5 empty] | 6002.5 | 6482.7 | La Grande-2 | QB_LG2_GSS | Radisson | QB_RAD_TSS |  |  | 1072
| L7089 | HQT | Québec | 1 | ac | 11.4 | 7.037 | 735 | 4.332 | 3 | [5 empty] | 6002.5 | 6482.7 | La Grande-2 | QB_LG2_GSS | Radisson | QB_RAD_TSS |  |  | 1073
| L7090 | HQT | Québec | 1 | ac | 57 | 35.1852 | 735 | 21.66 | 3 | [5 empty] | 6002.5 | 6482.7 | Abitibi | QB_ABT_TSS | Chibougamau | QB_CHB_TSS |  |  | 1074
| L7092 | HQT | Québec | 1 | ac | 240.54 | 148.4815 | 735 | 91.4052 | 1.5673 | [5 empty] | 3135.8761 | 3386.7462 | Abitibi | QB_ABT_TSS | La Vérendrye | QB_LVR_TSS |  |  | 1075
| L7093 | HQT | Québec | 1 | ac | 240.54 | 148.4815 | 735 | 91.4052 | 1.5673 | [5 empty] | 3135.8761 | 3386.7462 | Abitibi | QB_ABT_TSS | La Vérendrye | QB_LVR_TSS |  |  | 1076
| L7094 | HQT | Québec | 1 | ac | 246.24 | 152 | 735 | 93.5712 | 1.5433 | [5 empty] | 3087.8125 | 3334.8375 | Abitibi | QB_ABT_TSS | La Vérendrye | QB_LVR_TSS |  |  | 1077
| L7095 | HQT | Québec | 1 | ac | 18.375 | 11.3426 | 735 | 6.9825 | 3 | [5 empty] | 6002.5 | 6482.7 | Des Cantons | QB_DEC_TSS | Métallurgie Magnola Inc | QB_MMI_ISS |  |  | 1078
| L7095 | HQT | Québec | 1 | ac | 78.75 | 48.6111 | 735 | 29.925 | 3 | [5 empty] | 6002.5 | 6482.7 | Métallurgie Magnola Inc | QB_MMI_ISS | Appalaches | QB_APP_TSS |  |  | 1079
| L7096 | HQT | Québec | 1 | ac | 18.375 | 11.3426 | 735 | 6.9825 | 3 | [5 empty] | 6002.5 | 6482.7 | Des Cantons | QB_DEC_TSS | Métallurgie Magnola Inc | QB_MMI_ISS |  |  | 1080
| L7096 | HQT | Québec | 1 | ac | 57.75 | 35.6481 | 735 | 21.945 | 3 | [5 empty] | 6002.5 | 6482.7 | Métallurgie Magnola Inc | QB_MMI_ISS | Nicolet | QB_NIC_TSS |  |  | 1081
| L7097 | HQT | Québec | 1 | ac | 84 | 51.8519 | 735 | 31.92 | 3 | [5 empty] | 6002.5 | 6482.7 | Appalaches | QB_APP_TSS | Lévis | QB_LVS_DSS |  |  | 1082
| L7099 | HQT | Québec | 1 | ac | 1.05 | 0.64815 | 735 | 0.399 | 3 | [5 empty] | 6002.5 | 6482.7 | IREQ | QB_IRQ_ISS | Boucherville | QB_BCH_TSS |  |  | 1083
| P33C | HQT | Québec | 1 | ac | 34.2 | 21.1111 | 230 | 16.416 | 3 | [5 empty] | 402 | 435 | Paugan | QB_PAU_GSS | IPT Chats Falls | PP_ONQB4_IPT |  |  | 1093
| Q4C | HQT | Québec | 1 | ac | 2.28 | 1.4074 | 230 | 1.0944 | 3 | [5 empty] | 402 | 435 | Quyon | QB_QUY_TSS | IPT Chats Falls | PP_ONQB4_IPT |  |  | 1094
| X2Y | HQT | Québec | 1 | ac | 7.98 | 4.9259 | 120 | 3.3573 | 3 | [5 empty] | 107.196 | 118.0328 | Bryson | QB_BRY_GSS | IPT Chenaux | PP_ONQB5_IPT |  |  | 1095
Legend:
CSS = AC/DC Converter Station
DFS = Dual Function Distribution and Generation Substation
DSS = Distribution Substation
GEN = Generating Unit
GSS = Generating Substation
INT = International Intertie
IPT = Interprovincial Intertie
ISS = Industrial Customer Substation
JCT = Junction
MTS = Municipal Transformer Station
SWS = Switching Station
TS = Transformer Station
TSS = Terminal Station
General Notes:
Smax = Loadability in multiples of SIL = 42.40 (Length in Miles)^(−0.6595) (this is a power function interpolation of Figure 7 in Gutman et al.)

## Nodes
QB | EXISTING SUBSTATIONS
| Node Name | Node Code | Owner | Latitude | Longitude | Operating Region | Operating Status | Summer Capacity Import | Winter Capacity Import | Summer Capacity Export | Winter Capacity Export | Other References | Notes
[8 empty] | (MW) | (MW) | (MW) | (MW)
| Abitibi | QB_ABT_TSS | Hydro Québec |  |  | Québec | Operating
| Abitibi Consolidated Amos | QB_ACA_ISS | Hydro Québec |  |  | Québec | Operating
| Abitibi Consolidated Kénogami | QB_ACK_ISS | Hydro Québec |  |  | Québec | Operating
| Acton | QB_ACT_DSS | Hydro Québec |  |  | Québec | Operating
| Adamsville | QB_ADM_DSS | Hydro Québec |  |  | Québec | Operating
| Adélard-Godbout | QB_ADG_DSS | Hydro Québec |  |  | Québec | Operating
| Alain-Grandbois | QB_AGB_DSS | Hydro Québec | 46.71 | -72.0768 | Québec | Operating
| Albanel | QB_ALB_SWS | Hydro Québec |  |  | Québec | Operating
| Alcan Usine Shawinigan | QB_AUS_ISS | Hydro Québec |  |  | Québec | Operating
| Alcoa | QB_ALC_ISS | SCHM |  |  | Québec | Operating
| Alcoa-Aluminierie de Deschambault SENC | QB_AAD_ISS | Hydro Québec |  |  | Québec | Operating
| Alma | QB_ALM_DSS | Hydro Québec | 48.4417 | -71.7389 | Québec | Operating
| Almaville | QB_ALV_DSS | Hydro Québec |  |  | Québec | Operating
| Aluminerie Alouette | QB_ALO_ISS | Hydro Québec |  |  | Québec | Operating
| Aluminerie-de-Bécancour | QB_ABC_ISS | Hydro Québec |  |  | Québec | Operating
| Aluminière Grande-Baie Alcan | QB_AGA_ISS | Hydro Québec |  |  | Québec | Operating
| Aluminière Laterrière Alcan | QB_ALA_ISS | Hydro Québec |  |  | Québec | Operating
| Amos | QB_AMO_DSS | Hydro Québec |  |  | Québec | Operating
| Amqui | QB_AMQ_DSS | Hydro Québec |  |  | Québec | Operating
| Anne-Hébert | QB_ANH_DSS | Hydro Québec |  |  | Québec | Operating
| Anse-à-Valleau | QB_ANV_GSS | Hydro Québec | 49.0794 | -64.6274 | Québec | Operating
| Antoine-Lemieux | QB_ANL_DSS | Hydro Québec |  |  | Québec | Operating
| Appalaches | QB_APP_TSS | Hydro Québec |  |  | Québec | Operating
| Aqueduc | QB_AQD_TSS | Hydro Québec |  |  | Québec | Operating
| Argonal Inc | QB_ARG_ISS | Hydro Québec |  |  | Québec | Operating
| Arnaud | QB_ARN_TSS | Hydro Québec |  |  | Québec | Operating
| Arthabaska | QB_ART_DSS | Hydro Québec |  |  | Québec | Operating
| Arthur-Buies | QB_ARB_DSS | Hydro Québec |  |  | Québec | Operating
| Asbestos | QB_ASB_DSS | Hydro Québec |  |  | Québec | Operating
| Atwater | QB_ATW_DSS | Hydro Québec |  |  | Québec | Operating
| B.O.C. Canada Inc | QB_BOC_ISS | Hydro Québec | 45.2752 | -72.11 | Québec | Operating
| Baie d'Urfé | QB_BAU_DSS | Hydro Québec |  |  | Québec | Operating
| Baie-Saint-Paul | QB_BSP_DSS | Hydro Québec |  |  | Québec | Operating
| Baie-Trinité | QB_BAT_DSS | Hydro Québec |  |  | Québec | Operating
| Basell Canada Inc | QB_BAS_ISS | Hydro Québec |  |  | Québec | Operating
| Beauceville | QB_BCV_TSS | Hydro Québec | 45.6994 | -70.58 | Québec | Operating
| Beauceville-Est | QB_BCE_DSS | Hydro Québec |  |  | Québec | Operating
| Beauharnois-Est | QB_BEE_GSS | Hydro Québec |  |  | Québec | Operating
| Beauharnois-Ouest | QB_BEO_TSS | Hydro Québec | 45.3141 | -73.9088 | Québec | Operating
| Beaulieu | QB_BEL_DSS | Hydro Québec |  |  | Québec | Operating
| Beaumont | QB_BEM_DSS | Hydro Québec |  |  | Québec | Operating
| Beaumont GS | QB_BMT_GSS | Hydro Québec | 47.5561 | -72.8362 | Québec | Operating
| Beauport | QB_BPT_DSS | Hydro Québec | 46.8941 | -71.1587 | Québec | Operating
| Beaupré | QB_BPR_DSS | Hydro Québec | 47.072 | -70.877 | Québec | Operating
| Bécancour | QB_BEC_TSS | Hydro Québec |  |  | Québec | Operating
| Bécancour GS | QB_BEC_GSS | Hydro Québec | 46.3919 | -72.3523 | Québec | Operating
| Bedford | QB_BED_DSS | Hydro Québec |  |  | Québec | Operating
| Bélanger | QB_BEL_TSS | Hydro Québec |  |  | Québec | Operating
| Bergeronnes | QB_BRG_SWS | Hydro Québec |  |  | Québec | Operating
| Berri | QB_BRI_DSS | Hydro Québec |  |  | Québec | Operating
| Bersimis-1 | QB_BS1_GSS | Hydro Québec | 49.2947 | -69.5514 | Québec | Operating
| Bersimis-2 | QB_BS2_GSS | Hydro Québec | 49.1754 | -69.2263 | Québec | Operating
| Berthier | QB_BTH_DSS | Hydro Québec | 46.0639 | -73.2555 | Québec | Operating
| Blainville | QB_BLV_DSS | Hydro Québec |  |  | Québec | Operating
| Bois-Francs | QB_BSF_DSS | Hydro Québec | 46.1059 | -71.6839 | Québec | Operating
| Bolduc | QB_BLD_DSS | Hydro Québec |  |  | Québec | Operating
| Boralex | QB_BLX_ISS | Hydro Québec |  |  | Québec | Operating
| Boucherville | QB_BCH_TSS | Hydro Québec |  |  | Québec | Operating
| Boulevard-Labelle | QB_BLL_DSS | Hydro Québec |  |  | Québec | Operating
| Bourassa | QB_BOU_DSS | Hydro Québec |  |  | Québec | Operating
| Bourget | QB_BGT_DSS | Hydro Québec |  |  | Québec | Operating
| Bout-de-l'Île | QB_BDI_DSS | Hydro Québec |  |  | Québec | Operating
| Bowater Gatineau | QB_BGT_ISS | Hydro Québec | 45.4792 | -75.6552 | Québec | Operating
| Bowater Produits Forestiers | QB_BPF_ISS | Hydro Québec |  |  | Québec | Operating
| Brisay | QB_BSY_GSS | Hydro Québec | 54.4491 | -70.5121 | Québec | Operating
| Bromptonville | QB_BRO_DSS | Hydro Québec |  |  | Québec | Operating
| Brossard | QB_BRS_DSS | Hydro Québec |  |  | Québec | Operating
| Bryson | QB_BRY_GSS | Hydro Québec | 45.6611 | -76.6318 | Québec | Operating
| Buckingham | QB_BUC_DSS | Hydro Québec | 45.5895 | -75.4223 | Québec | Operating
| Cabano | QB_CAB_DSS | Hydro Québec |  |  | Québec | Operating
| Cacouna | QB_CAC_DSS | Hydro Québec |  |  | Québec | Operating
| Cadieux | QB_CDX_DSS | Hydro Québec | 45.8781 | -76.6961 | Québec | Operating
| Cadillac | QB_CDL_GSS | Hydro Québec |  |  | Québec | Operating
| Calumet | QB_CAL_DSS | Hydro Québec | 45.7737 | -74.6863 | Québec | Operating
| Cap-de-la-Madeleine | QB_CPM_DSS | Hydro Québec | 46.5484 | -72.4102 | Québec | Operating
| Carignan | QB_CRG_TSS | Hydro Québec |  |  | Québec | Operating
| Carillon | QB_CAR_GSS | Hydro Québec | 45.5687 | -74.383 | Québec | Operating
| Carleton | QB_CLT_GSS | Hydro Québec | 48.1686 | -66.114 | Québec | Operating
| Casavant | QB_CSV_DSS | Hydro Québec | 45.6273 | -72.95 | Québec | Operating
| Cascades Canada Inc | QB_CCI_ISS | Hydro Québec |  |  | Québec | Operating
| Cascades Groupe Papiers | QB_CGP_ISS | Hydro Québec |  |  | Québec | Operating
| Cascapédia | QB_CSC_DSS | Hydro Québec | 48.1999 | -65.7166 | Québec | Operating
| Causapscal | QB_CSP_DSS | Hydro Québec | 48.3172 | -67.1408 | Québec | Operating
| Central-2 | QB_CT2_DSS | Hydro Québec |  |  | Québec | Operating
| Chambly | QB_CHY_DSS | Hydro Québec |  |  | Québec | Operating
| Chamouchouane | QB_CHM_SWS | Hydro Québec |  |  | Québec | Operating
| Chapais | QB_CHP_DSS | Hydro Québec | 49.7709 | -74.8568 | Québec | Operating
| Charette | QB_CHR_DSS | Hydro Québec | 46.4248 | -72.969 | Québec | Operating
| Charland | QB_CLD_DSS | Hydro Québec | 45.5592 | -73.6173 | Québec | Operating
| Charlesbourg | QB_CHB_DSS | Hydro Québec |  |  | Québec | Operating
| Charlevoix | QB_CHX_DSS | Hydro Québec |  |  | Québec | Operating
| Châteauguay | QB_CHG_DSS | Hydro Québec |  |  | Québec | Operating
| Chaudière | QB_CHU_DSS | Hydro Québec | 46.7154 | -71.285 | Québec | Operating
| Chelsea | QB_CHL_GSS | Hydro Québec | 45.5125 | -75.7775 | Québec | Operating
| Chenaux | QB_CHE_DSS | Hydro Québec |  |  | Québec | Operating
| Chenéville | QB_CHV_DSS | Hydro Québec |  |  | Québec | Operating
| Chénier | QB_CHN_TSS | Hydro Québec |  |  | Québec | Operating
| Chibougamau | QB_CHB_TSS | Hydro Québec |  |  | Québec | Operating
| Chicoutimi | QB_CHC_DSS | Hydro Québec | 48.4212 | -71.0839 | Québec | Operating
| Chicoutimi-Nord | QB_CHN_DSS | Hydro Québec |  |  | Québec | Operating
| Chigoubiche | QB_CHI_DSS | Hydro Québec |  |  | Québec | Operating
| Chisasibi | QB_CHA_DSS | Hydro Québec |  |  | Québec | Operating
| Chissibi | QB_CHS_SWS | Hydro Québec |  |  | Québec | Operating
| Chomedey | QB_CHO_TSS | Hydro Québec |  |  | Québec | Operating
| Chute-à-Caron | QB_CAC_GSS | Hydro Québec | 48.4506 | -71.2536 | Québec | Operating
| Chute-à-la-Savane | QB_CAS_GSS | Hydro Québec | 48.7536 | -71.8395 | Québec | Operating
| Chute-Allard | QB_CAL_GSS | Hydro Québec | 47.8929 | -73.7183 | Québec | Operating
| Chute-des-Passes | QB_CDP_DSS | Hydro Québec | 49.8374 | -71.1665 | Québec | Operating
| Chute-du-diable | QB_CDD_GSS | Hydro Québec | 48.7807 | -71.6974 | Québec | Operating
| Chute-Hemmings | QB_CHH_GSS | Hydro Québec | 45.8632 | -72.4502 | Québec | Operating
| Cleveland | QB_CLV_DSS | Hydro Québec |  |  | Québec | Operating
| Coaticook | QB_CTK_DSS | Hydro Québec | 45.146 | -71.8078 | Québec | Operating
| Cogénération Saint-Félicien | QB_CSF_GSS | Hydro Québec |  |  | Québec | Operating
| Coigny | QB_COI_DSS | Hydro Québec |  |  | Québec | Operating
| Coleraine | QB_COL_DSS | Hydro Québec |  |  | Québec | Operating
| Compagnie Papiers Stadacona S.E.C. | QB_CPS_ISS | Hydro Québec |  |  | Québec | Operating
| Companie-Minière-Québec-Cartier | QB_CMQ_ISS | Hydro Québec |  |  | Québec | Operating
| Contrecoeur | QB_CTC_DSS | Hydro Québec |  |  | Québec | Operating
| Copper Mountain | QB_CMT_DSS | Hydro Québec | 48.972 | -65.3796 | Québec | Operating
| Corporation Minière Inmet | QB_CMI_ISS | Hydro Québec |  |  | Québec | Operating
| Côte-Nord | QB_CON_DSS | Hydro Québec |  |  | Québec | Operating
| Cournoyer | QB_COY_DSS | Hydro Québec |  |  | Québec | Operating
| Cowansville | QB_COW_DSS | Hydro Québec |  |  | Québec | Operating
| Daaquam | QB_DAQ_DSS | Hydro Québec |  |  | Québec | Operating
| Daveluyville | QB_DVL_DSS | Hydro Québec |  |  | Québec | Operating
| De Lorimier | QB_DEL_DSS | Hydro Québec |  |  | Québec | Operating
| Dégelis | QB_DEG_DSS | Hydro Québec |  |  | Québec | Operating
| Delisle | QB_DLS_ISS | RTA |  |  | Québec | Operating
| Delson | QB_DLN_DSS | Hydro Québec | 45.4066 | -73.5691 | Québec | Operating
| Des Cantons | QB_DEC_TSS | Hydro Québec | 45.4791 | -71.9532 | Québec | Operating
| Des Hêtres | QB_DEH_DSS | Hydro Québec |  |  | Québec | Operating
| Desbiens | QB_DBN_DSS | Hydro Québec |  |  | Québec | Operating
| Deschambault | QB_DSM_SWS | Hydro Québec |  |  | Québec | Operating
| Doc-Grignon | QB_DOG_DSS | Hydro Québec |  |  | Québec | Operating
| Domtar Hull | QB_DOH_ISS | Hydro Québec |  |  | Québec | Operating
| Domtar Quévillon | QB_DOQ_ISS | Hydro Québec | 49.9316 | -74.3697 | Québec | Operating
| Domtar Windsor | QB_DOM_ISS | Hydro Québec | 45.5645 | -71.9781 | Québec | Operating
| Dorchester | QB_DOR_DSS | Hydro Québec |  |  | Québec | Operating
| Dorion | QB_DRN_DSS | Hydro Québec |  |  | Québec | Operating
| Du Portage | QB_DPT_DSS | RTA |  |  | Québec | Operating
| Du Tremblay | QB_DUT_DSS | Hydro Québec |  |  | Québec | Operating
| Duchesnay | QB_DUC_DSS | Hydro Québec |  |  | Québec | Operating
| Duvernay | QB_DUV_TSS | Hydro Québec |  |  | Québec | Operating
| East Angus | QB_EAG_DSS | Hydro Québec | 45.4827 | -71.6623 | Québec | Operating
| East Broughton | QB_EAB_DSS | Hydro Québec |  |  | Québec | Operating
| Eastmain-1 | QB_EM1_GSS | Hydro Québec | 52.1818 | -76.051 | Québec | Operating
| Eka Chimie Canada Inc | QB_EKA_ISS | Hydro Québec |  |  | Québec | Operating
| EKA Chimie Canada Inc Magog | QB_EKM_ISS | Hydro Québec | 45.274 | -72.1134 | Québec | Operating
| Emballages Smurfit-Stone | QB_ESS_ISS | Hydro Québec |  |  | Québec | Operating
| Emballages-Smurfit-Stone La Tuque | QB_EST_ISS | Hydro Québec |  |  | Québec | Operating
| Erco Mondial Buckingham | QB_ERC_ISS | Hydro Québec |  |  | Québec | Operating
| F.F. Soucy S.E.C. | QB_FFS_ISS | Hydro Québec |  |  | Québec | Operating
| Falconbridge | QB_FLB_ISS | Hydro Québec |  |  | Québec | Operating
| Falconbridge Limitée Montréal-Est | QB_FLC_ISS | Hydro Québec |  |  | Québec | Operating
| Farnham | QB_FRN_DSS | Hydro Québec |  |  | Québec | Operating
| Figuery | QB_FIG_TSS | Hydro Québec |  |  | Québec | Operating
| Fleury | QB_FLE_DSS | Hydro Québec |  |  | Québec | Operating
| Forges-de-Sorel | QB_FGS_ISS | Hydro Québec |  |  | Québec | Operating
| FPS Canada Inc | QB_FPS_ISS | Hydro Québec |  |  | Québec | Operating
| Francheville | QB_FRA_DSS | Hydro Québec |  |  | Québec | Operating
| Frontenac-1 | QB_FR1_DSS | Hydro Québec |  |  | Québec | Operating
| Frontenac-2 | QB_FR2_DSS | Hydro Québec |  |  | Québec | Operating
| Gamelin | QB_GAM_DSS | Hydro Québec |  |  | Québec | Operating
| Gaspé | QB_GSP_DSS | Hydro Québec |  |  | Québec | Operating
| Gaspésia | QB_GSA_ISS | Hydro Québec |  |  | Québec | Operating
| Gatineau | QB_GAT_DSS | Hydro Québec |  |  | Québec | Operating
| GEC-Alstom-Fagan | QB_GEC_ISS | Hydro Québec |  |  | Québec | Operating
| Glenwood | QB_GLN_DSS | Hydro Québec |  |  | Québec | Operating
| Godbout | QB_GOD_DSS | Hydro Québec |  |  | Québec | Operating
| Goémon | QB_GOE_TSS | Hydro Québec |  |  | Québec | Operating
| Goldex | QB_GDX_ISS | Hydro Québec |  |  | Québec | Operating
| Goodyear Canada | QB_GOO_ISS | Hydro Québec |  |  | Québec | Operating
| Gracefield | QB_GRC_DSS | Hydro Québec |  |  | Québec | Operating
| Granby | QB_GRY_DSS | Hydro Québec |  |  | Québec | Operating
| Grand-Brulé | QB_GRB_TSS | Hydro Québec |  |  | Québec | Operating
| Grand-Portage | QB_GPG_DSS | Hydro Québec | 47.841 | -69.5317 | Québec | Operating
| Grand-Pré | QB_GRP_DSS | Hydro Québec |  |  | Québec | Operating
| Grantham | QB_GRT_DSS | Hydro Québec | 45.8869 | -72.4841 | Québec | Operating
| Grondines | QB_GRO_SWS | Hydro Québec |  |  | Québec | Operating
| Gros-Morne | QB_GRM_GSS | Hydro Québec | 49.181 | -65.4615 | Québec | Operating
| Groulx | QB_GRX_DSS | Hydro Québec |  |  | Québec | Operating
| Guy | QB_GUY_DSS | Hydro Québec |  |  | Québec | Operating
| Hadley | QB_HAD_DSS | Hydro Québec |  |  | Québec | Operating
| Hampstead | QB_HAM_DSS | Hydro Québec |  |  | Québec | Operating
| Hart-Jaune | QB_HTJ_GSS | Hydro Québec | 51.7849 | -67.9119 | Québec | Operating
| Hauterive | QB_HTR_DSS | Hydro Québec | 49.3083 | -67.86 | Québec | Operating
| Havre-Saint-Pierre | QB_HSP_DSS | Hydro Québec |  |  | Québec | Operating
| Hemmingford | QB_HEM_DSS | Hydro Québec |  |  | Québec | Operating
| Heriot | QB_HER_TSS | Hydro Québec |  |  | Québec | Operating
| Hertel | QB_HRT_TSS | Hydro Québec |  |  | Québec | Operating
| High Falls | QB_HIF_GSS | Hydro Québec | 45.8396 | -75.6456 | Québec | Operating
| Hull-2 | QB_HL2_GSS | Hydro Québec |  |  | Québec | Operating
| Huntingdon | QB_HUN_DSS | Hydro Québec |  |  | Québec | Operating
| Hydrogenal Inc | QB_HYD_ISS | Hydro Québec |  |  | Québec | Operating
| Iberville | QB_IBR_DSS | Hydro Québec |  |  | Québec | Operating
| INT Dennison | XX_QBUS5_INT | QB-US Border | 45.0047 | -74.7858 | Québec | Operating | [5 empty] | Latitude/longitude is point of entry to the United States from Ontario.
| INT Derby | XX_QBUS2_INT | QB-US Border | 45.0056 | -72.1092 | Québec | Operating
| INT Highgate | XX_QBUS3_INT | QB-US Border | 45.0142 | -72.9682 | Québec | Operating
| INT Massena Dundee | XX_QBUS4_INT | QB-US Border | 44.9969 | -74.4541 | Québec | Operating
| INT Sandy Pond | XX_QBUS1_INT | QB-US Border | 45.0114 | -71.7366 | Québec | Operating
| Interconnexion-Maclaren | QB_INM_SWS | Hydro Québec |  |  | Québec | Operating
| Interquisa | QB_INQ_ISS | Hydro Québec |  |  | Québec | Operating
| IPT Beauharnois | PP_ONQB1_IPT | ON-QB Border | 45.2142 | -74.3558 | Québec | Operating
| IPT Chats Falls | PP_ONQB4_IPT | ON-QB Border | 45.5169 | -76.2104 | Québec | Operating
| IPT Chenaux | PP_ONQB5_IPT | ON-QB Border | 45.6314 | -76.682 | Québec | Operating
| IPT Dymond | PP_ONQB7_IPT | ON-QB Border | 47.6304 | -79.5176 | Québec | Operating
| IPT Kipawa | PP_ONQB6_IPT | ON-QB Border | 46.3824 | -78.7273 | Québec | Operating
| IPT Madawaska | PP_QBNB1_IPT | QB-NB Border | 47.4588 | -68.5231 | Québec | Operating
| IPT Masson | PP_ONQB3_IPT | ON-QB Border | 45.5206 | -75.4229 | Québec | Operating
| IPT Matapédia | PP_QBNB2_IPT | QB-NB Border | 47.9926 | -66.8514 | Québec | Operating
| IPT Montagnais | PP_QBNL1_IPT | QB-NL Border | 52.1021 | -65.6932 | Québec | Operating
| IPT Outaouais | PP_ONQB2_IPT | ON-QB Border | 45.5206 | -75.4229 | Québec | Operating
| IREQ | QB_IRQ_ISS | Hydro Québec |  |  | Québec | Operating
| Irlandais | QB_IRL_DSS | Hydro Québec |  |  | Québec | Operating
| Iron-Ore-du-Canada | QB_IOC_ISS | Hydro Québec |  |  | Québec | Operating
| Jacques-Cartier | QB_JQC_TSS | Hydro Québec |  |  | Québec | Operating
| Jean-R Marcotte | QB_JRM_ISS | Hydro Québec |  |  | Québec | Operating
| Jeanne-d'Arc | QB_JDA_DSS | Hydro Québec |  |  | Québec | Operating
| Johan-Beetz | QB_JHB_DSS | Hydro Québec |  |  | Québec | Operating
| Joliette | QB_JLT_DSS | Hydro Québec |  |  | Québec | Operating
| Joly | QB_JOL_DSS | Hydro Québec |  |  | Québec | Operating
| Jonquière | QB_JNQ_DSS | Hydro Québec | 48.452 | -71.2132 | Québec | Operating
| Joutel | QB_JOU_SWS | Hydro Québec |  |  | Québec | Operating
| Judith-Jasmin | QB_JUJ_DSS | Hydro Québec |  |  | Québec | Operating
| Jules-A.-Brillant | QB_JUB_DSS | Hydro Québec |  |  | Québec | Operating
| Junction 1646 | QB_1646_JCT | Hydro Québec |  |  | Québec | Operating
| Junction 1647 | QB_1647_JCT | Hydro Québec |  |  | Québec | Operating
| Kamouraska_SCS | QB_KAM_SWS | Hydro Québec |  |  | Québec | Operating
| Katahdin Pâte Québec | QB_KPQ_ISS | Hydro Québec |  |  | Québec | Operating
| Kildare | QB_KLD_DSS | Hydro Québec |  |  | Québec | Operating
| Kingsey | QB_KSY_TSS | Hydro Québec |  |  | Québec | Operating
| Kipawa | QB_KIP_DSS | Hydro Québec |  |  | Québec | Operating
| Kruger Inc Bromptonville | QB_KRB_ISS | Hydro Québec | 45.4832 | -71.9491 | Québec | Operating
| Kruger Inc Trois-Rivières | QB_KRT_ISS | Hydro Québec |  |  | Québec | Operating
| L'Acadie | QB_ACD_DSS | Hydro Québec |  |  | Québec | Operating
| L'Annonciation | QB_LAN_DSS | Hydro Québec |  |  | Québec | Operating
| L'Anse Pleureuse | QB_LPL_DSS | Hydro Québec |  |  | Québec | Operating
| L'Assomption | QB_LAS_DSS | Hydro Québec |  |  | Québec | Operating
| L'Île | QB_LIL_DSS | Hydro Québec |  |  | Québec | Operating
| L'Île-Perrot | QB_LIP_DSS | Hydro Québec |  |  | Québec | Operating
| L'Isle Maligne | QB_LIM_ISS | RTA | 48.5771 | -71.6347 | Québec | Operating
| La Baie | QB_LAB_DSS | Hydro Québec |  |  | Québec | Operating
| La Durantaye | QB_LAD_DSS | Hydro Québec | 46.7982 | -70.7366 | Québec | Operating
| La Gabelle | QB_LAG_GSS | Hydro Québec | 46.4491 | -72.7393 | Québec | Operating
| La Grande-1 | QB_LG1_GSS | Hydro Québec | 53.7323 | -78.5712 | Québec | Operating
| La Grande-2 | QB_LG2_GSS | Hydro Québec | 53.7818 | -77.5305 | Québec | Operating
| La Grande-2A | QB_LG2A_GSS | Hydro Québec | 53.7808 | -77.5483 | Québec | Operating
| La Grande-3 | QB_LG3_GSS | Hydro Québec | 53.7274 | -75.9874 | Québec | Operating
| La Grande-4 | QB_LG4_GSS | Hydro Québec | 53.8864 | -73.466 | Québec | Operating
| La Pocatière | QB_LPC_DSS | Hydro Québec |  |  | Québec | Operating
| La Prairie | QB_LPR_TSS | Hydro Québec |  |  | Québec | Operating
| La Société en commandite revenu Noranda | QB_LCN_ISS | Hydro Québec |  |  | Québec | Operating
| La Suète | QB_LST_DSS | Hydro Québec |  |  | Québec | Operating
| La Trappe | QB_LTR_DSS | Hydro Québec |  |  | Québec | Operating
| La Tuque | QB_LTU_GSS | Hydro Québec | 47.4446 | -72.7987 | Québec | Operating
| La Vérendrye | QB_LVR_TSS | Hydro Québec |  |  | Québec | Operating
| Lac Bloom | QB_LBM_ISS | Hydro Québec |  |  | Québec | Operating | [5 empty] | Disconnect station
| Lac-Alfred | QB_LAD_GSS | Hydro Québec |  |  | Québec | Operating
| Lac-des-Îles | QB_LDI_DSS | Hydro Québec |  |  | Québec | Operating
| Lac-Hope | QB_LHP_DSS | Hydro Québec |  |  | Québec | Operating
| Lachenaie | QB_LAC_DSS | Hydro Québec | 45.7326 | -73.5346 | Québec | Operating
| Lachute | QB_LCT_DSS | Hydro Québec | 45.6367 | -74.3605 | Québec | Operating
| Laflèche | QB_LFL_DSS | Hydro Québec |  |  | Québec | Operating
| Lafontaine | QB_LAF_TSS | Hydro Québec |  |  | Québec | Operating
| Laforge-1 | QB_LF1_GSS | Hydro Québec | 54.1693 | -72.6146 | Québec | Operating
| Laforge-2 | QB_LF2_GSS | Hydro Québec | 54.5909 | -71.2787 | Québec | Operating
| Lambton | QB_LAM_DSS | Hydro Québec |  |  | Québec | Operating
| Lanaudière | QB_LND_TSS | Hydro Québec |  |  | Québec | Operating
| Landry | QB_LDY_DSS | Hydro Québec | 45.5895 | -73.6572 | Québec | Operating
| Langelier | QB_LGL_DSS | Hydro Québec |  |  | Québec | Operating
| Langlois | QB_LGS_TSS | Hydro Québec |  |  | Québec | Operating
| Larocque | QB_LRQ_ISS | Hydro Québec |  |  | Québec | Operating
| Laure | QB_LAU_DSS | Hydro Québec |  |  | Québec | Operating
| Laurendeau | QB_LRD_DSS | Hydro Québec |  |  | Québec | Operating
| Laurent | QB_LRT_DSS | Hydro Québec |  |  | Québec | Operating
| Laurentides | QB_LDS_TSS | Hydro Québec | 47.3006 | -70.881 | Québec | Operating
| Lavaltrie | QB_LVL_DSS | Hydro Québec |  |  | Québec | Operating
| Le Corbusier | QB_LEC_DSS | Hydro Québec |  |  | Québec | Operating
| Le François | QB_LEF_DSS | Hydro Québec |  |  | Québec | Operating
| Le Moyne | QB_LEM_SWS | Hydro Québec |  |  | Québec | Operating
| Le Nordais-1 | QB_LN1_GSS | Hydro Québec | 49.0673 | -66.7573 | Québec | Operating
| Le Nordais-2 | QB_LN2_GSS | Hydro Québec | 48.7816 | -67.6097 | Québec | Operating
| Le Plateau | QB_LPT_GSS | ÉLP | 48.1381 | -67.4388 | Québec | Operating | [5 empty] | Énergie éolienne Le Plateau S.E.C.
| Lebel | QB_LBL_ISS | Hydro Québec |  |  | Québec | Operating
| Leclerc | QB_LCL_DSS | Hydro Québec | 45.4634 | -72.7809 | Québec | Operating
| Leman | QB_LMN_SWS | Hydro Québec |  |  | Québec | Operating
| Leneuf | QB_LNF_DSS | Hydro Québec | 46.6785 | -71.7458 | Québec | Operating
| Léry | QB_LRY_ISS | Hydro Québec |  |  | Québec | Operating
| Les Basques | QB_BSQ_DSS | Hydro Québec | 48.7251 | -69.0916 | Québec | Operating
| Les Boules | QB_LBS_TSS | Hydro Québec | 48.7066 | -67.8841 | Québec | Operating
| Les Cèdres | QB_LCS_GSS | Hydro Québec | 45.3089 | -74.0273 | Québec | Operating
| Les Méchins | QB_LMS_GSS | Hydro Québec |  |  | Québec | Operating
| Lévis | QB_LVS_DSS | Hydro Québec |  |  | Québec | Operating
| Limbour | QB_LMB_DSS | Hydro Québec |  |  | Québec | Operating
| Limoilou | QB_LLL_DSS | Hydro Québec |  |  | Québec | Operating
| Linière | QB_LNR_DSS | Hydro Québec |  |  | Québec | Operating
| Longue-Pointe | QB_LGP_DSS | Hydro Québec |  |  | Québec | Operating
| Lorrainville | QB_LRV_DSS | Hydro Québec | 47.5739 | -78.5576 | Québec | Operating
| Lotbinière | QB_LTB_SWS | Hydro Québec |  |  | Québec | Operating
| Louvicourt | QB_LVT_DSS | Hydro Québec |  |  | Québec | Operating
| Lucerne | QB_LUC_SWS | Hydro Québec |  |  | Québec | Operating
| Madawaska | QB_MAD_SWS | Hydro Québec |  |  | Québec | Operating
| Magnan | QB_MGN_DSS | Hydro Québec | 46.0458 | -73.7294 | Québec | Operating
| Magog | QB_MGG_DSS | Hydro Québec | 45.274 | -72.1212 | Québec | Operating
| Magpie | QB_MGP_GSS | Hydro Québec | 50.3228 | -64.4542 | Québec | Operating
| Maissonneuve | QB_MNV_DSS | Hydro Québec |  |  | Québec | Operating
| Malartic-2 | QB_MLC_GSS | Hydro Québec |  |  | Québec | Operating
| Manic-1 | QB_MC1_GSS | Hydro Québec | 49.1913 | -68.3294 | Québec | Operating
| Manic-2 | QB_MC2_GSS | Hydro Québec | 49.3213 | -68.3467 | Québec | Operating
| Manic-3 | QB_MC3_GSS | Hydro Québec | 49.7408 | -68.5945 | Québec | Operating
| Manic-5 | QB_MC5_GSS | Hydro Québec | 50.6398 | -68.7267 | Québec | Operating
| Manic-5A | QB_M5A_GSS | Hydro Québec | 50.6467 | -68.7395 | Québec | Operating
| Manicouagan | QB_MGN_TSS | Hydro Québec |  |  | Québec | Operating
| Maniwaki | QB_MNI_DSS | Hydro Québec |  |  | Québec | Operating
| Marcotte | QB_MAR_DSS | Hydro Québec | 45.8228 | -72.3688 | Québec | Operating
| Marie-Victorin | QB_MRV_DSS | Hydro Québec |  |  | Québec | Operating
| Mascouche | QB_MAS_DSS | Hydro Québec |  |  | Québec | Operating
| Masson-Nord | QB_MSN_DSS | ÉLL |  |  | Québec | Operating
| Masson-Sud | QB_MSS_DSS | ÉLL | 45.5432 | -75.4203 | Québec | Operating
| Matagami | QB_MTG_DSS | Hydro Québec |  |  | Québec | Operating
| Matane | QB_MAT_DSS | Hydro Québec |  |  | Québec | Operating
| Matapédia | QB_MTP_DSS | Hydro Québec | 48.2505 | -66.7255 | Québec | Operating
| Mauricie | QB_MAU_TSS | Hydro Québec |  |  | Québec | Operating
| McCormick | QB_MCC_GSS | SCHM | 49.193 | -68.3268 | Québec | Operating | [5 empty] | Société en Commandite Hydroélectrique Manicouagan
| MDF La Baie Inc | QB_MDF_ISS | Hydro Québec |  |  | Québec | Operating
| Mégantic | QB_MEG_DSS | Hydro Québec |  |  | Québec | Operating
| Mékanic | QB_MEK_DSS | Hydro Québec |  |  | Québec | Operating
| Mercier | QB_MER_DSS | Hydro Québec | 46.7173 | -75.9825 | Québec | Operating
| Métallurgie Magnola Inc | QB_MMI_ISS | Hydro Québec |  |  | Québec | Operating
| Micmac | QB_MCM_DSS | Hydro Québec |  |  | Québec | Operating
| Micoua | QB_MIC_TSS | Hydro Québec |  |  | Québec | Operating
| Mine Bouchard-Hebert | QB_MBH_ISS | Hydro Québec |  |  | Québec | Operating
| Mine Bouchard-Hebert JCT | QB_MBH_JCT | Hydro Québec |  |  | Québec | Operating
| Mine Doyon | QB_MDY_ISS | Hydro Québec |  |  | Québec | Operating
| Mine Gonzague-Langlois | QB_MGL_ISS | Hydro Québec |  |  | Québec | Operating
| Mine Jeffrey | QB_MNJ_ISS | Hydro Québec |  |  | Québec | Operating
| Mines Agnico-Eagle Limitée | QB_MAE_ISS | Hydro Québec |  |  | Québec | Operating
| Mines Casa-Berardi | QB_MCB_ISS | Hydro Québec |  |  | Québec | Operating
| Mines Selbaie | QB_MNS_ISS | Hydro Québec |  |  | Québec | Operating
| Mirabel | QB_MIR_DSS | Hydro Québec |  |  | Québec | Operating
| Mistassini | QB_MIS_DSS | Hydro Québec | 48.8425 | -72.0661 | Québec | Operating
| Mittal Canada Inc | QB_MCI_ISS | Hydro Québec |  |  | Québec | Operating
| Mittal Canada Inc Contrecoeur | QB_MTC_ISS | Hydro Québec |  |  | Québec | Operating
| Monseigneur-Émard | QB_MGE_DSS | Hydro Québec |  |  | Québec | Operating
| Mont Copper | QB_MTC_GSS | Hydro Québec | 48.9399 | -65.5271 | Québec | Operating
| Mont Tremblant | QB_MTB_DSS | Hydro Québec |  |  | Québec | Operating
| Mont-Joli | QB_MTJ_DSS | Hydro Québec | 48.6036 | -68.1376 | Québec | Operating
| Mont-Laurier | QB_MLR_DSS | Hydro Québec | 46.5547 | -75.4999 | Québec | Operating
| Mont-Louis | QB_MTL_GSS | Hydro Québec | 49.1818 | -65.6502 | Québec | Operating
| Mont-Miller | QB_MTM_GSS | Hydro Québec | 48.98 | -65.4958 | Québec | Operating
| Mont-Royal | QB_MTY_DSS | Hydro Québec |  |  | Québec | Operating
| Montagnais | QB_MTG_TSS | Hydro Québec |  |  | Québec | Operating
| Montagne-Sèche | QB_MSH_GSS | Hydro Québec | 49.178 | -64.9418 | Québec | Operating
| Montérégie | QB_MTR_TSS | Hydro Québec |  |  | Québec | Operating
| Montmagny | QB_MNM_DSS | Hydro Québec | 46.9872 | -70.5492 | Québec | Operating
| Montréal-Est | QB_MTE_DSS | Hydro Québec | 45.6575 | -73.4924 | Québec | Operating
| Montréal-Nord | QB_MND_DSS | Hydro Québec |  |  | Québec | Operating
| Moras | QB_MOR_DSS | Hydro Québec |  |  | Québec | Operating
| Napierville | QB_NPR_DSS | Hydro Québec | 45.1861 | -73.4259 | Québec | Operating
| Natashquan | QB_NTS_DSS | Hydro Québec |  |  | Québec | Operating
| Nemiscau | QB_NEM_DSS | Hydro Québec |  |  | Québec | Operating
| Neubois | QB_NBS_DSS | Hydro Québec |  |  | Québec | Operating
| Neufchâtel | QB_NEU_DSS | Hydro Québec |  |  | Québec | Operating
| Nicolet | QB_NIC_TSS | Hydro Québec |  |  | Québec | Operating
| Nikamo | QB_NIK_SWS | Hydro Québec |  |  | Québec | Operating
| Niobec | QB_NIO_ISS | Hydro Québec |  |  | Québec | Operating
| Noranda | QB_NOR_ISS | Hydro Québec |  |  | Québec | Operating
| Normand | QB_NRM_DSS | Hydro Québec |  |  | Québec | Operating
| Normandin | QB_NRN_DSS | Hydro Québec |  |  | Québec | Operating
| Normetal | QB_NMT_DSS | Hydro Québec |  |  | Québec | Operating
| Norsk Hydro Canada | QB_NSK_ISS | Hydro Québec |  |  | Québec | Operating
| Notre-Dame | QB_NDA_TSS | Hydro Québec |  |  | Québec | Operating
| Notre-Dame-du-Laus | QB_NDL_DSS | Hydro Québec | 46.1009 | -75.648 | Québec | Operating
| Notre-Dame-du-Nord | QB_NDN_DSS | Hydro Québec |  |  | Québec | Operating
| Obalski | QB_OBL_DSS | Hydro Québec |  |  | Québec | Operating
| Obatogamau | QB_OBT_DSS | Hydro Québec |  |  | Québec | Operating
| Ormstown | QB_ORM_DSS | Hydro Québec |  |  | Québec | Operating
| Ouimet | QB_OMT_DSS | Hydro Québec |  |  | Québec | Operating
| Outaouais | QB_OUT_TSS | Hydro Québec |  |  | Québec | Operating
| Outardes | QB_OTD_TSS | Hydro Québec |  |  | Québec | Operating | [5 empty] | Disconnect station
| Outardes-2 | QB_OT2_GSS | Hydro Québec | 49.1448 | -68.3894 | Québec | Operating
| Outardes-3 | QB_OT3_GSS | Hydro Québec | 49.5576 | -68.7256 | Québec | Operating
| Outardes-4 | QB_OT4_GSS | Hydro Québec | 49.7037 | -68.9038 | Québec | Operating
| P.C.I. Chimie Canada Inc | QB_PCI_ISS | Hydro Québec |  |  | Québec | Operating
| Palmarolle | QB_PML_DSS | Hydro Québec | 48.8473 | -79.1497 | Québec | Operating
| Pandora | QB_PND_DSS | Hydro Québec |  |  | Québec | Operating
| Papier Masson Inc | QB_PMI_ISS | Hydro Québec |  |  | Québec | Operating
| Papiers-Scott Inc | QB_PSI_ISS | Hydro Québec |  |  | Québec | Operating
| Papineauville | QB_PAP_DSS | Hydro Québec |  |  | Québec | Operating
| Paquin | QB_PAQ_DSS | Hydro Québec |  |  | Québec | Operating
| Parent | QB_PRT_DSS | Hydro Québec |  |  | Québec | Operating
| Parisville | QB_PAR_DSS | Hydro Québec |  |  | Québec | Operating
| Paspébiac | QB_PSP_DSS | Hydro Québec | 48.1545 | -65.3474 | Québec | Operating
| Patriotes | QB_PAT_DSS | Hydro Québec |  |  | Québec | Operating
| Paugan | QB_PAU_GSS | Hydro Québec | 45.8097 | -75.9309 | Québec | Operating
| Pentecôte | QB_PTC_DSS | Hydro Québec | 49.7858 | -67.157 | Québec | Operating
| Percé | QB_PCE_DSS | Hydro Québec |  |  | Québec | Operating
| Péribonka | QB_PRB_GSS | Hydro Québec | 49.5077 | -71.1824 | Québec | Operating
| Périgny | QB_PER_SWS | Hydro Québec |  |  | Québec | Operating
| Petite-Nation | QB_PTN_TSS | Hydro Québec |  |  | Québec | Operating
| Pétremont Inc | QB_PMT_ISS | Hydro Québec |  |  | Québec | Operating
| Pierre Boucher | QB_PBO_DSS | Hydro Québec |  |  | Québec | Operating
| Pierre-Le Gardeur | QB_PLG_TSS | Hydro Québec |  |  | Québec | Operating
| Plessisville | QB_PLS_DSS | Hydro Québec |  |  | Québec | Operating
| Plouffe | QB_PLF_DSS | Hydro Québec |  |  | Québec | Operating
| Pointe-Noire | QB_PNE_ISS | Hydro Québec |  |  | Québec | Operating
| Poirier | QB_POI_DSS | Hydro Québec |  |  | Québec | Operating
| Port Cartier | QB_PCR_SWS | Hydro Québec |  |  | Québec | Operating
| Port-Alfred | QB_PAF_DSS | Hydro Québec |  |  | Québec | Operating
| PPG Canada Inc | QB_PPG_ISS | Hydro Québec |  |  | Québec | Operating
| Praxair Canada Contrecoeur | QB_PRX_ISS | Hydro Québec |  |  | Québec | Operating
| Première Chute | QB_PRC_GSS | Hydro Québec | 47.6007 | -79.4524 | Québec | Operating
| Provost | QB_PVT_DSS | Hydro Québec |  |  | Québec | Operating
| Qit-Fer-et-Titane | QB_QFT_ISS | Hydro Québec |  |  | Québec | Operating
| Québec | QB_QBC_TSS | Hydro Québec |  |  | Québec | Operating
| Queen | QB_QUN_ISS | Hydro Québec |  |  | Québec | Operating
| Quevillon | QB_QVN_DSS | Hydro Québec |  |  | Québec | Operating
| Quyon | QB_QUY_TSS | Hydro Québec | 45.774 | -74.6854 | Québec | Operating
| Radisson | QB_RAD_TSS | Hydro Québec |  |  | Québec | Operating
| Ramezay | QB_RAM_DSS | Hydro Québec |  |  | Québec | Operating
| Rapide-2 | QB_RP2_GSS | Hydro Québec | 47.9336 | -78.5761 | Québec | Operating
| Rapide-7 | QB_RP7_GSS | Hydro Québec | 47.7685 | -78.3102 | Québec | Operating
| Rapide-Blanc | QB_RPB_TSS | Hydro Québec | 47.7964 | -72.9735 | Québec | Operating
| Rapide-des-Coeurs | QB_RPC_GSS | Hydro Québec | 47.7866 | -73.3753 | Québec | Operating
| Rapides-des-Iles | QB_RPI_GSS | Hydro Québec | 47.5768 | -79.3546 | Québec | Operating
| Rapides-des-Quinze | QB_RPQ_GSS | Hydro Québec | 47.5906 | -79.2944 | Québec | Operating
| Rapides-Farmers | QB_RPF_GSS | Hydro Québec | 45.4989 | -75.7632 | Québec | Operating
| Reed | QB_REE_DSS | Hydro Québec |  |  | Québec | Operating
| Renaud | QB_RND_DSS | Hydro Québec |  |  | Québec | Operating
| Reneault | QB_RNT_DSS | Hydro Québec |  |  | Québec | Operating
| Repetigny | QB_RPT_DSS | Hydro Québec |  |  | Québec | Operating
| Richelieu | QB_RCH_DSS | Hydro Québec |  |  | Québec | Operating
| Rigaud | QB_RIG_DSS | Hydro Québec |  |  | Québec | Operating
| Rimouski | QB_RIM_TSS | Hydro Québec | 48.4112 | -68.5532 | Québec | Operating
| Rivière-à-la-Chaloupe | QB_RVC_DSS | Hydro Québec |  |  | Québec | Operating
| Rivière-au-Renard | QB_RVD_DSS | Hydro Québec | 48.9869 | -64.4527 | Québec | Operating
| Rivière-au-Tonnerre | QB_RVT_DSS | Hydro Québec | 50.3135 | -64.9098 | Québec | Operating
| Rivière-aux-Bouleaux | QB_RVB_DSS | Hydro Québec |  |  | Québec | Operating
| Rivière-aux-Rochers | QB_RVR_DSS | Hydro Québec | 48.9869 | -64.4527 | Québec | Operating
| Rivière-du-Loup | QB_RDL_TSS | Hydro Québec | 47.8305 | -69.53 | Québec | Operating
| Rivière-du-Moulin | QB_RDM_GSS | Hydro Québec |  |  | Québec | Operating
| Rivière-Sainte-Anne | QB_RVS_DSS | Hydro Québec |  |  | Québec | Operating
| Rob | QB_ROB_ISS | Hydro Québec |  |  | Québec | Operating
| Roberval | QB_RBV_DSS | Hydro Québec | 48.4334 | -72.1672 | Québec | Operating
| Rockfield | QB_RCK_DSS | Hydro Québec |  |  | Québec | Operating
| Rolland | QB_ROL_DSS | Hydro Québec |  |  | Québec | Operating
| Rolls-Royce | QB_RLR_ISS | Hydro Québec |  |  | Québec | Operating
| Romaine-1 | QB_RM1_GSS | Hydro Québec | 50.3854 | -63.2607 | Québec | Operating
| Romaine-2 | QB_RM2_GSS | Hydro Québec | 50.6246 | -63.1941 | Québec | Operating
| Romaine-3 | QB_RM3_GSS | Hydro Québec | 51.1146 | -63.3998 | Québec | Operating
| Romaine-4 | QB_RM4_GSS | Hydro Québec | 51.368 | -63.507 | Québec | Operating
| Rosemont | QB_RSM_DSS | Hydro Québec |  |  | Québec | Operating
| Rosiers | QB_RSR_DSS | Hydro Québec |  |  | Québec | Operating
| Roussillon | QB_RSN_DSS | Hydro Québec |  |  | Québec | Operating
| Rouville | QB_RVL_DSS | Hydro Québec |  |  | Québec | Operating
| Rouyn | QB_RYN_DSS | Hydro Québec |  |  | Québec | Operating
| Saguenay | QB_SAG_TSS | Hydro Québec |  |  | Québec | Operating
| Saint-Alexandre | QB_SAL_DSS | Hydro Québec |  |  | Québec | Operating
| Saint-Ambroise | QB_SAM_DSS | Hydro Québec | 48.6987 | -71.2125 | Québec | Operating
| Saint-Basile | QB_SAB_DSS | Hydro Québec |  |  | Québec | Operating
| Saint-Blaise | QB_SBL_DSS | Hydro Québec |  |  | Québec | Operating
| Saint-Bruno-de-Montarville | QB_SBM_DSS | Hydro Québec |  |  | Québec | Operating
| Saint-Césaire | QB_SCS_DSS | Hydro Québec |  |  | Québec | Operating
| Saint-Chrysostome | QB_SCH_DSS | Hydro Québec |  |  | Québec | Operating
| Saint-Clément | QB_SCM_DSS | Hydro Québec | 46.6353 | -71.0477 | Québec | Operating
| Saint-Donat | QB_SDN_DSS | Hydro Québec |  |  | Québec | Operating
| Saint-Eustache | QB_SEU_DSS | Hydro Québec |  |  | Québec | Operating
| Saint-Évariste | QB_SEV_DSS | Hydro Québec |  |  | Québec | Operating
| Saint-Félicien | QB_SFE_DSS | Hydro Québec | 48.7465 | -72.5128 | Québec | Operating
| Saint-François | QB_SFR_DSS | Hydro Québec |  |  | Québec | Operating
| Saint-Georges | QB_SGO_DSS | Hydro Québec |  |  | Québec | Operating
| Saint-Jean | QB_SJE_DSS | Hydro Québec |  |  | Québec | Operating
| Saint-Jérôme | QB_SJR_DSS | Hydro Québec |  |  | Québec | Operating
| Saint-Joseph | QB_SJO_DSS | Hydro Québec |  |  | Québec | Operating
| Saint-Lazare | QB_SLZ_DSS | Hydro Québec |  |  | Québec | Operating
| Saint-Lin | QB_SLI_DSS | Hydro Québec |  |  | Québec | Operating
| Saint-Louis | QB_SLO_DSS | Hydro Québec |  |  | Québec | Operating
| Saint-Maxime | QB_SMX_DSS | Hydro Québec | 45.4959 | -73.5153 | Québec | Operating
| Saint-Pascal | QB_SPA_DSS | Hydro Québec |  |  | Québec | Operating
| Saint-Patrick | QB_SPK_DSS | Hydro Québec |  |  | Québec | Operating
| Saint-Polycarpe | QB_SPL_DSS | Hydro Québec |  |  | Québec | Operating
| Saint-Rémi | QB_SRE_DSS | Hydro Québec | 45.2748 | -73.5774 | Québec | Operating
| Saint-Sauveur | QB_SSA_DSS | Hydro Québec |  |  | Québec | Operating
| Saint-Sébastien | QB_SSB_DSS | Hydro Québec |  |  | Québec | Operating
| Saint-Sulpice | QB_SSL_DSS | Hydro Québec |  |  | Québec | Operating
| Saint-Ulric-Saint-Léandre | QB_SUL_GSS | Hydro Québec |  |  | Québec | Operating
| Sainte-Agathe-des-Monts | QB_SAG_DSS | Hydro Québec | 48.6987 | -71.2125 | Québec | Operating
| Sainte-Anne-des-Plaines | QB_SAP_DSS | Hydro Québec |  |  | Québec | Operating
| Sainte-Claire | QB_SCL_DSS | Hydro Québec | 46.6353 | -71.0477 | Québec | Operating
| Sainte-Émélie | QB_SEM_DSS | Hydro Québec |  |  | Québec | Operating
| Sainte-Germaine | QB_SGE_DSS | Hydro Québec |  |  | Québec | Operating
| Sainte-Marguerite-1 | QB_SM1_DFS | Hydro Québec | 50.1971 | -66.6362 | Québec | Operating
| Sainte-Marguerite-2 | QB_SM2_DFS | Hydro Québec | 50.2123 | -66.6583 | Québec | Operating
| Sainte-Marguerite-3 | QB_SM3_DFS | Hydro Québec | 50.7128 | -66.7814 | Québec | Operating
| Sainte-Marie | QB_SMA_DSS | Hydro Québec | 46.4445 | -70.737 | Québec | Operating
| Sainte-Perpétue | QB_SPE_DSS | Hydro Québec | 46.0312 | -72.4791 | Québec | Operating
| Sainte-Rosalie | QB_SRL_DSS | Hydro Québec |  |  | Québec | Operating
| Sainte-Rose | QB_SRO_DSS | Hydro Québec |  |  | Québec | Operating
| Sainte-Thérèse-Ouest | QB_STO_DSS | Hydro Québec |  |  | Québec | Operating
| Salaberry | QB_SLB_DSS | Hydro Québec |  |  | Québec | Operating
| Saraguay | QB_SRG_DSS | Hydro Québec |  |  | Québec | Operating
| Sarcelle | QB_SRC_GSS | Hydro Québec | 52.6678 | -76.6326 | Québec | Operating
| Sayabec | QB_SYB_DSS | Hydro Québec |  |  | Québec | Operating
| Seigneurie de Beaupré | QB_SDB_GSS | Hydro Québec | 47.3715 | -70.8698 | Québec | Operating
| Senneterre | QB_STR_DSS | Hydro Québec | 48.3838 | -77.223 | Québec | Operating
| Sept-Îles | QB_STI_DSS | Hydro Québec |  |  | Québec | Operating
| SFK Pâte SENC | QB_SFK_ISS | Hydro Québec |  |  | Québec | Operating
| SGL Canada | QB_SGL_ISS | Hydro Québec |  |  | Québec | Operating
| Shawinigan-2 | QB_SH2_GSS | Hydro Québec | 46.5359 | -72.7673 | Québec | Operating
| Shawinigan-3 | QB_SH3_GSS | Hydro Québec | 46.5338 | -72.7656 | Québec | Operating
| Sherbrooke | QB_SHR_TSS | Hydro Québec | 45.4052 | -71.8932 | Québec | Operating
| Shipshaw | QB_SPS_GSS | Hydro Québec | 48.4484 | -71.2148 | Québec | Operating
| Sidbec-Dosco | QB_SDD_ISS | Hydro Québec |  |  | Québec | Operating
| Silicium-Bécancour | QB_SLB_ISS | Hydro Québec |  |  | Québec | Operating
| Simard | QB_SIM_TSS | Hydro Québec | 48.6581 | -71.1708 | Québec | Operating
| Sorel | QB_SOR_DSS | Hydro Québec |  |  | Québec | Operating
| Sorel-Sud | QB_SRS_DSS | Hydro Québec |  |  | Québec | Operating
| Sources | QB_SOU_DSS | Hydro Québec |  |  | Québec | Operating
| Spruce Falls Inc | QB_SPF_ISS | Hydro Québec |  |  | Québec | Operating
| Squatec | QB_SQU_DSS | Hydro Québec |  |  | Québec | Operating
| Stanstead | QB_STS_DSS | Hydro Québec |  |  | Québec | Operating
| Stukely | QB_STK_DSS | Hydro Québec |  |  | Québec | Operating
| Sully | QB_SLY_DSS | Hydro Québec |  |  | Québec | Operating
| Sully JCT | QB_SLY_JCT | Hydro Québec |  |  | Québec | Operating
| Tembec Inc Témiscaming | QB_TMB_ISS | Hydro Québec | 46.7131 | -79.0938 | Québec | Operating
| Temcell | QB_TMC_ISS | Hydro Québec |  |  | Québec | Operating
| Templeton | QB_TMP_DSS | Hydro Québec |  |  | Québec | Operating
| Terrebonne | QB_TER_DSS | Hydro Québec |  |  | Québec | Operating
| Thetford | QB_THT_DSS | Hydro Québec | 46.1637 | -71.3546 | Québec | Operating
| Thibaudeau | QB_THI_DSS | Hydro Québec | 46.6152 | -72.6793 | Québec | Operating
| Thurso-Papineau | QB_THU_DSS | Hydro Québec |  |  | Québec | Operating
| Tilly | QB_TLY_TSS | Hydro Québec |  |  | Québec | Operating
| Toulnustouc | QB_TLC_GSS | Hydro Québec | 49.9705 | -68.1591 | Québec | Operating
| Touraine | QB_TRN_DSS | Hydro Québec |  |  | Québec | Operating
| Tracy | QB_TCY_DSS | Hydro Québec |  |  | Québec | Operating
| Trans Canada Énergie | QB_TCE_ISS | Hydro Québec | 46.3675 | -72.4037 | Québec | Operating
| Trenche | QB_TRC_GSS | Hydro Québec | 47.7521 | -72.8783 | Québec | Operating
| Trois-Pistoles | QB_TRP_DSS | Hydro Québec |  |  | Québec | Operating
| Trois-Rivières | QB_TRR_SWS | Hydro Québec |  |  | Québec | Operating
| Uniboard Canada Inc | QB_UCI_ISS | Hydro Québec |  |  | Québec | Operating
| Usine Alma | QB_UAL_ISS | Hydro Québec |  |  | Québec | Operating
| Usine Beauharnois Alcan | QB_UBA_ISS | Hydro Québec |  |  | Québec | Operating
| Usine Jonquière | QB_UJQ_DSS | RTA |  |  | Québec | Operating
| Val d'Or | QB_VDO_DSS | Hydro Québec |  |  | Québec | Operating
| Val-Tétreau | QB_VTR_DSS | Hydro Québec |  |  | Québec | Operating
| Valleyfield | QB_VLF_DSS | Hydro Québec | 45.2302 | -74.0838 | Québec | Operating
| Varennes | QB_VRN_DSS | Hydro Québec |  |  | Québec | Operating
| Vaudreuil-Soulanges | QB_VDS_DSS | Hydro Québec |  |  | Québec | Operating
| Viger | QB_VIG_SWS | Hydro Québec |  |  | Québec | Operating | [5 empty] | Disconnect station
| Vignan | QB_VGN_TSS | Hydro Québec |  |  | Québec | Operating
| Ville de Magog | QB_VDM_DSS | Hydro Québec | 45.2727 | -72.1054 | Québec | Operating
| Ville de Saguenay | QB_VSA_DSS | Hydro Québec |  |  | Québec | Operating
| Ville de Sherbrooke Galt | QB_VSG_DSS | Hydro Québec |  |  | Québec | Operating
| Ville de Sherbrooke Massé | QB_VSM_DSS | Hydro Québec |  |  | Québec | Operating
| Ville de Sherbrooke Orford | QB_VSO_DSS | Hydro Québec | 45.3418 | -71.9935 | Québec | Operating
| Ville de Sherbrooke Saint-François | QB_VSF_DSS | Hydro Québec | 45.4023 | -71.8984 | Québec | Operating
| Villeroy | QB_VLL_DSS | Hydro Québec |  |  | Québec | Operating
| Waconichi | QB_WCO_DSS | Hydro Québec |  |  | Québec | Operating
| Wakefield | QB_WKF_DSS | Hydro Québec |  |  | Québec | Operating
| Waswanipi | QB_WSW_DSS | Hydro Québec |  |  | Québec | Operating
| Waterloo | QB_WLO_DSS | Hydro Québec |  |  | Québec | Operating
| Weedon | QB_WDN_DSS | Hydro Québec | 45.6617 | -71.4636 | Québec | Operating
| Wemindji | QB_WJI_DSS | Hydro Québec | 53.0035 | -78.7935 | Québec | Operating
| Windsor | QB_WND_DSS | Hydro Québec | 45.558 | -72.0077 | Québec | Operating
| Wyman | QB_WYM_DSS | Hydro Québec |  |  | Québec | Operating
| Yamaska | QB_YAM_DSS | Hydro Québec | 45.967 | -72.9274 | Québec | Operating
Legend:
CSS = AC/DC Converter Station
DFS = Dual Function Distribution and Generation Substation
DSS = Distribution Substation
GEN = Generating Unit
GSS = Generating Substation
INT = International Intertie
IPT = Interprovincial Intertie
ISS = Industrial Customer Substation
JCT = Junction
MTS = Municipal Transformer Station
SWS = Switching Station
TS = Transformer Station
TSS = Terminal Station

## Distribution
QB | EXISTING SUBSTATIONS
| Node Name | Node Code | Owner | Operating Region | Transformers | Primary Voltage | Secondary Voltage | Summer Rating | Winter Rating | Power Factor | Summer Capacity | Winter Capacity | Other References | Notes
[5 empty] | (MVA) | (kV) | (kV) | (MVA) | (MVA) |  | (MW) | (MW)
| Abitibi | QB_ABT_TSS | HQT | Québec | 2 at 1650 | 735 | 315 | 3300 | 4620 | 0.9 | 2970 | 4158
| Abitibi Consolidated Kénogami | QB_ACK_ISS | HQT | Québec
| Acton | QB_ACT_DSS | HQT | Québec |  | 120 | 25 | 96 | 128 | 0.9 | 86.4 | 115.2
| Adamsville | QB_ADM_DSS | HQT | Québec |  | 120 | 25 | 97 | 129 | 0.9 | 87.3 | 116.1
| Adélard-Godbout | QB_ADG_DSS | HQT | Québec |  | 120 | 25 | 98 | 130 | 0.9 | 88.2 | 117
| Alain-Grandbois | QB_AGB_DSS | HQT | Québec |  | 315 | 25 | 68 | 91 | 0.9 | 61.2 | 81.9
| Albanel | QB_ALB_SWS | HQT | Québec
| Alcan Usine Shawinigan | QB_AUS_ISS | HQT | Québec
| Alcoa | QB_ALC_ISS | SCHM | Québec
| Alcoa-Aluminierie de Deschambault SENC | QB_AAD_ISS | HQT | Québec
| Alma | QB_ALM_DSS | HQT | Québec |  | 230 | 25 | 97 | 129 | 0.9 | 87.3 | 116.1
| Almaville | QB_ALV_DSS | HQT | Québec |  | 120 | 25 | 49 | 65 | 0.9 | 44.1 | 58.5
| Aluminerie Alouette | QB_ALO_ISS | HQT | Québec
| Aluminerie-de-Bécancour | QB_ABC_ISS | HQT | Québec
| Aluminière Grande-Baie Alcan | QB_AGA_ISS | HQT | Québec
| Aluminière Laterrière Alcan | QB_ALA_ISS | HQT | Québec
| Amos | QB_AMO_DSS | HQT | Québec |  | 120 | 25 | 97 | 129 | 0.9 | 87.3 | 116.1
| Amqui | QB_AMQ_DSS | HQT | Québec |  | 120 | 25 | 49 | 65 | 0.9 | 44.1 | 58.5
| Anne-Hébert | QB_ANH_DSS | HQT | Québec |  | 315 | 25 | 68 | 91 | 0.9 | 61.2 | 81.9
| Anse-à-Valleau | QB_ANV_GSS | HQT | Québec
| Antoine-Lemieux | QB_ANL_DSS | HQT | Québec |  | 230 | 25 | 97 | 129 | 0.9 | 87.3 | 116.1
| Appalaches | QB_APP_TSS | HQT | Québec | 2 at 600 | 735 | 230 | 1200 | 1680 | 0.9 | 1080 | 1512
| Aqueduc | QB_AQD_TSS | HQT | Québec | 1 at 450, 1 at 457 | 315 | 120 | 907 | 1288 | 0.9 | 816.3 | 1159.2
| Argonal Inc | QB_ARG_ISS | HQT | Québec |  | 315 | 25 | 270 | 360 | 0.9 | 243 | 324
| Arnaud | QB_ARN_TSS | HQT | Québec | 3 at 500 | 315 | 161 | 1500 | 2130 | 0.9 | 1350 | 1917
| Arnaud | QB_ARN_TSS | HQT | Québec | 1 at 999 | 735 | 315 | 999 | 1399 | 0.9 | 899.1 | 1259.1
| Arnaud | QB_ARN_TSS | HQT | Québec | 2 at 699 | 735 | 161 | 1398 | 1957 | 0.9 | 1258.2 | 1761.3
| Arthabaska | QB_ART_DSS | HQT | Québec |  | 120 | 25 | 49 | 65 | 0.9 | 44.1 | 58.5
| Arthur-Buies | QB_ARB_DSS | HQT | Québec |  | 120 | 25 | 146 | 194 | 0.9 | 131.4 | 174.6
| Asbestos | QB_ASB_DSS | HQT | Québec |  | 120 | 25 | 49 | 65 | 0.9 | 44.1 | 58.5
| Atwater | QB_ATW_DSS | HQT | Québec |  | 120 | 12 | 94 | 125 | 0.9 | 84.6 | 112.5
| Atwater | QB_ATW_DSS | HQT | Québec |  | 120 | 25 | 143 | 190 | 0.9 | 128.7 | 171
| Atwater | QB_ATW_DSS | HQT | Québec | 1 at 450 | 315 | 120 | 450 | 639 | 0.9 | 405 | 575.1
| B.O.C. Canada Inc | QB_BOC_ISS | HQT | Québec
| Baie d'Urfé | QB_BAU_DSS | HQT | Québec |  | 120 | 12 | 68 | 90 | 0.9 | 61.2 | 81
| Baie d'Urfé | QB_BAU_DSS | HQT | Québec |  | 120 | 25 | 95 | 127 | 0.9 | 85.5 | 114.3
| Baie d'Urfé | QB_BAU_DSS | HQT | Québec | 2 at 33, 1 at 47 | 120 | 69 | 113 | 160 | 0.9 | 101.7 | 144
| Baie-Saint-Paul | QB_BSP_DSS | HQT | Québec |  | 315 | 25 | 68 | 91 | 0.9 | 61.2 | 81.9
| Baie-Trinité | QB_BAT_DSS | HQT | Québec |  | 161 | 25 | 5 | 6 | 0.9 | 4.5 | 5.4
| Basell Canada Inc | QB_BAS_ISS | HQT | Québec
| Beauceville | QB_BCV_TSS | HQT | Québec | 2 at 400 | 230 | 120 | 800 | 1136 | 0.9 | 720 | 1022.4
| Beauceville-Est | QB_BCE_DSS | HQT | Québec |  | 120 | 25 | 33 | 44 | 0.9 | 29.7 | 39.6
| Beauharnois-Est | QB_BEE_GSS | HQT | Québec
| Beauharnois-Ouest | QB_BEO_TSS | HQT | Québec
| Beaulieu | QB_BEL_DSS | HQT | Québec |  | 120 | 25 | 89 | 118 | 0.9 | 80.1 | 106.2
| Beaumont | QB_BEM_DSS | HQT | Québec |  | 120 | 12 | 124 | 165 | 0.9 | 111.6 | 148.5
| Beaumont | QB_BEM_DSS | HQT | Québec |  | 120 | 25 | 143 | 190 | 0.9 | 128.7 | 171
| Beaumont GS | QB_BMT_GSS | HQT | Québec
| Beauport | QB_BPT_DSS | HQT | Québec |  | 315 | 25 | 273 | 364 | 0.9 | 245.7 | 327.6
| Beaupré | QB_BPR_DSS | HQT | Québec | 2 at 240 | 315 | 69 | 480 | 682 | 0.9 | 432 | 613.8
| Bécancour | QB_BEC_TSS | HQT | Québec | 3 at 400 | 230 | 120 | 1200 | 1704 | 0.9 | 1080 | 1533.6
| Bécancour GS | QB_BEC_GSS | HQT | Québec
| Bedford | QB_BED_DSS | HQT | Québec |  | 120 | 25 | 23 | 30 | 0.9 | 20.7 | 27
| Bélanger | QB_BEL_TSS | HQT | Québec |  | 120 | 12 | 0 | 0 | 0.9 | 0 | 0
| Bélanger | QB_BEL_TSS | HQT | Québec |  | 315 | 25 | 206 | 275 | 0.9 | 185.4 | 247.5
| Bélanger | QB_BEL_TSS | HQT | Québec | 2 at 450 | 315 | 120 | 900 | 1278 | 0.9 | 810 | 1150.2
| Bergeronnes | QB_BRG_SWS | HQT | Québec
| Berri | QB_BRI_DSS | HQT | Québec |  | 120 | 12 | 42 | 56 | 0.9 | 37.8 | 50.4
| Berri | QB_BRI_DSS | HQT | Québec |  | 120 | 25 | 140 | 187 | 0.9 | 126 | 168.3
| Bersimis-1 | QB_BS1_GSS | HQT | Québec
| Bersimis-2 | QB_BS2_GSS | HQT | Québec
| Berthier | QB_BTH_DSS | HQT | Québec |  | 120 | 25 | 95 | 126 | 0.9 | 85.5 | 113.4
| Blainville | QB_BLV_DSS | HQT | Québec |  | 315 | 25 | 137 | 182 | 0.9 | 123.3 | 163.8
| Bois-Francs | QB_BSF_DSS | HQT | Québec |  | 120 | 25 | 147 | 196 | 0.9 | 132.3 | 176.4
| Bolduc | QB_BLD_DSS | HQT | Québec |  | 120 | 25 | 23 | 30 | 0.9 | 20.7 | 27
| Boralex | QB_BLX_ISS | HQT | Québec
| Boucherville | QB_BCH_TSS | HQT | Québec | 1 at 999, 2 at 1110 | 735 | 315 | 3220 | 4508 | 0.9 | 2898 | 4057.2
| Boucherville | QB_BCH_TSS | HQT | Québec | 3 at 1110 | 735 | 230 | 3330 | 4662 | 0.9 | 2997 | 4195.8
| Boulevard-Labelle | QB_BLL_DSS | HQT | Québec |  | 120 | 25 | 143 | 191 | 0.9 | 128.7 | 171.9
| Bourassa | QB_BOU_DSS | HQT | Québec |  | 120 | 12 | 0 | 0 | 0.9 | 0 | 0
| Bourassa | QB_BOU_DSS | HQT | Québec |  | 315 | 25 | 144 | 192 | 0.9 | 129.6 | 172.8
| Bourget | QB_BGT_DSS | HQT | Québec |  | 230 | 25 | 173 | 230 | 0.9 | 155.7 | 207
| Bout-de-l'Île | QB_BDI_DSS | HQT | Québec |  | 120 | 25 | 98 | 131 | 0.9 | 88.2 | 117.9
| Bout-de-l'Île | QB_BDI_DSS | HQT | Québec |  | 120 | 12 | 68 | 90 | 0.9 | 61.2 | 81
| Bout-de-l'Île | QB_BDI_DSS | HQT | Québec | 2 at 450 | 315 | 120 | 900 | 1278 | 0.9 | 810 | 1150.2
| Bout-de-l'Île | QB_BDI_DSS | HQT | Québec | 2 at 1650 | 735 | 315 | 3300 | 4620 | 0.9 | 2970 | 4158
| Bowater Gatineau | QB_BGT_ISS | HQT | Québec
| Bowater Produits Forestiers | QB_BPF_ISS | HQT | Québec
| Brisay | QB_BSY_GSS | HQT | Québec
| Bromptonville | QB_BRO_DSS | HQT | Québec |  | 120 | 25 | 21 | 28 | 0.9 | 18.9 | 25.2
| Brossard | QB_BRS_DSS | HQT | Québec |  | 315 | 25 | 409 | 545 | 0.9 | 368.1 | 490.5
| Bryson | QB_BRY_GSS | HQT | Québec
| Buckingham | QB_BUC_DSS | HQT | Québec |  | 120 | 25 | 98 | 130 | 0.9 | 88.2 | 117
| Cabano | QB_CAB_DSS | HQT | Québec |  | 120 | 25 | 48 | 64 | 0.9 | 43.2 | 57.6
| Cacouna | QB_CAC_DSS | HQT | Québec |  | 120 | 25 | 49 | 65 | 0.9 | 44.1 | 58.5
| Cadieux | QB_CDX_DSS | HQT | Québec |  | 120 | 25 | 21 | 28 | 0.9 | 18.9 | 25.2
| Cadillac | QB_CDL_GSS | HQT | Québec
| Calumet | QB_CAL_DSS | HQT | Québec |  | 120 | 25 | 23 | 31 | 0.9 | 20.7 | 27.9
| Cap-de-La-Madeleine | QB_CPM_DSS | HQT | Québec |  | 230 | 25 | 137 | 182 | 0.9 | 123.3 | 163.8
| Cap-de-la-Madeleine | QB_CPM_DSS | HQT | Québec | 2 at 100, 1 at 125 | 230 | 69 | 325 | 462 | 0.9 | 292.5 | 415.8
| Carignan | QB_CRG_TSS | HQT | Québec | 2 at 1110 | 735 | 230 | 2220 | 3108 | 0.9 | 1998 | 2797.2
| Carillon | QB_CAR_GSS | HQT | Québec
| Carleton | QB_CLT_GSS | HQT | Québec |  | 69 | 12 | 16 | 21 | 0.9 | 14.4 | 18.9
| Casavant | QB_CSV_DSS | HQT | Québec |  | 120 | 25 | 145 | 193 | 0.9 | 130.5 | 173.7
| Cascades Canada Inc | QB_CCI_ISS | HQT | Québec
| Cascades Groupe Papiers | QB_CGP_ISS | HQT | Québec
| Cascapédia | QB_CSC_DSS | HQT | Québec | 2 at 140 | 230 | 69 | 280 | 398 | 0.9 | 252 | 358.2
| Causapscal | QB_CSP_DSS | HQT | Québec |  | 120 | 25 | 23 | 31 | 0.9 | 20.7 | 27.9
| Central-2 | QB_CT2_DSS | HQT | Québec |  | 120 | 12 | 130 | 185 | 0.9 | 117 | 166.5
| Chambly | QB_CHY_DSS | HQT | Québec |  | 120 | 25 | 92 | 123 | 0.9 | 82.8 | 110.7
| Chamouchouane | QB_CHM_SWS | HQT | Québec
| Chapais | QB_CHP_DSS | HQT | Québec |  | 161 | 25 | 34 | 45 | 0.9 | 30.6 | 40.5
| Charette | QB_CHR_DSS | HQT | Québec |  | 120 | 25 | 44 | 58 | 0.9 | 39.6 | 52.2
| Charland | QB_CLD_DSS | HQT | Québec |  | 120 | 12 | 0 | 0 | 0.9 | 0 | 0
| Charland | QB_CLD_DSS | HQT | Québec |  | 315 | 25 | 405 | 540 | 0.9 | 364.5 | 486
| Charlesbourg | QB_CHB_DSS | HQT | Québec |  | 230 | 25 | 137 | 182 | 0.9 | 123.3 | 163.8
| Charlevoix | QB_CHX_DSS | HQT | Québec | 3 at 140 | 315 | 69 | 420 | 596 | 0.9 | 378 | 536.4
| Châteauguay | QB_CHG_DSS | HQT | Québec | 2 at 1650, 1 at 600 | 735 | 315 | 3900 | 5460 | 0.9 | 3510 | 4914
| Chaudière | QB_CHU_DSS | HQT | Québec |  | 230 | 25 | 137 | 182 | 0.9 | 123.3 | 163.8
| Chaudière | QB_CHU_DSS | HQT | Québec | 1 at 157 | 230 | 120 | 157 | 223 | 0.9 | 141.3 | 200.7
| Chaudière | QB_CHU_DSS | HQT | Québec | 1 at 90, 2 at 125 | 230 | 69 | 340 | 483 | 0.9 | 306 | 434.7
| Chelsea | QB_CHL_GSS | HQT | Québec
| Chenaux | QB_CHE_DSS | HQT | Québec |  | 230 | 25 | 137 | 182 | 0.9 | 123.3 | 163.8
| Chenéville | QB_CHV_DSS | HQT | Québec |  | 120 | 25 | 49 | 65 | 0.9 | 44.1 | 58.5
| Chénier | QB_CHN_TSS | HQT | Québec | 4 at 1650 | 735 | 315 | 6600 | 9240 | 0.9 | 5940 | 8316
| Chibougamau | QB_CHB_TSS | HQT | Québec | 2 at 250 | 735 | 161 | 500 | 700 | 0.9 | 450 | 630
| Chicoutimi | QB_CHC_DSS | HQT | Québec |  | 161 | 25 | 97 | 129 | 0.9 | 87.3 | 116.1
| Chicoutimi-Nord | QB_CHN_DSS | HQT | Québec |  | 161 | 25 | 96 | 128 | 0.9 | 86.4 | 115.2
| Chigoubiche | QB_CHI_DSS | HQT | Québec |  | 161 | 25 | 8 | 10 | 0.9 | 7.2 | 9
| Chisasibi | QB_CHA_DSS | HQT | Québec |  | 120 | 25 | 19 | 25 | 0.9 | 17.1 | 22.5
| Chissibi | QB_CHS_SWS | HQT | Québec
| Chomedey | QB_CHO_TSS | HQT | Québec |  | 315 | 25 | 396 | 528 | 0.9 | 356.4 | 475.2
| Chomedey | QB_CHO_TSS | HQT | Québec | 4 at 450 | 315 | 120 | 1800 | 2556 | 0.9 | 1620 | 2300.4
| Chute-à-Caron | QB_CAC_GSS | RTA | Québec
| Chute-à-la-Savane | QB_CAS_GSS | RTA | Québec
| Chute-Allard | QB_CAL_GSS | HQT | Québec |  | 230 | 25 | 9 | 12 | 0.9 | 8.1 | 10.8
| Chute-Aux-Outardes |  | HQT | Québec |  | 69 | 25 | 23 | 31 | 0.9 | 20.7 | 27.9
| Chute-des-Passes | QB_CDP_DSS | RTA | Québec
| Chute-du-diable | QB_CDD_GSS | RTA | Québec
| Chute-Hemmings | QB_CHH_GSS | HQT | Québec | 1 at 47, 1 at 50 | 120 | 49 | 97 | 138 | 0.9 | 87.3 | 124.2
| Cleveland | QB_CLV_DSS | HQT | Québec
| Coaticook | QB_CTK_DSS | HQT | Québec |  | 120 | 25 | 45 | 60 | 0.9 | 40.5 | 54
| Cogénération Saint-Félicien | QB_CSF_GSS | HQT | Québec
| Coigny | QB_COI_DSS | HQT | Québec |  | 120 | 25 | 8 | 10 | 0.9 | 7.2 | 9
| Coleraine | QB_COL_DSS | HQT | Québec |  | 120 | 25 | 49 | 65 | 0.9 | 44.1 | 58.5
| Compagnie Papiers Stadacona S.E.C. | QB_CPS_ISS | HQT | Québec
| Companie-Minière-Québec-Cartier | QB_CMQ_ISS | HQT | Québec
| Contrecoeur | QB_CTC_DSS | HQT | Québec |  | 120 | 25 | 48 | 64 | 0.9 | 43.2 | 57.6
| Copper Mountain | QB_CMT_DSS | SCHM | Québec |  | 161 | 12.5 | 14 | 19 | 0.9 | 12.6 | 17.1
| Corporation Minière Inmet | QB_CMI_ISS | HQT | Québec
| Côte-Nord | QB_CON_DSS | HQT | Québec
| Cournoyer | QB_COY_DSS | HQT | Québec |  | 120 | 25 | 49 | 65 | 0.9 | 44.1 | 58.5
| Cowansville | QB_COW_DSS | HQT | Québec | 1 at 47, 1 at 42 | 120 | 49 | 89 | 126 | 0.9 | 80.1 | 113.4
| Cowansville | QB_COW_DSS | HQT | Québec |  | 120 | 25 | 97 | 129 | 0.9 | 87.3 | 116.1
| Daaquam | QB_DAQ_DSS | HQT | Québec |  | 120 | 25 | 22 | 29 | 0.9 | 19.8 | 26.1
| Daveluyville | QB_DVL_DSS | HQT | Québec |  | 120 | 25 | 22 | 29 | 0.9 | 19.8 | 26.1
| De Lorimier | QB_DEL_DSS | HQT | Québec |  | 120 | 12 | 91 | 121 | 0.9 | 81.9 | 108.9
| De Lorimier | QB_DEL_DSS | HQT | Québec |  | 315 | 25 | 289 | 385 | 0.9 | 260.1 | 346.5
| Dégelis | QB_DEG_DSS | HQT | Québec |  | 120 | 25 | 23 | 31 | 0.9 | 20.7 | 27.9
| Delisle | QB_DLS_ISS | RTA | Québec
| Delson | QB_DLN_DSS | HQT | Québec |  | 120 | 25 | 189 | 252 | 0.9 | 170.1 | 226.8
| Des Cantons | QB_DEC_TSS | HQT | Québec | 1 at 400 | 230 | 120 | 400 | 568 | 0.9 | 360 | 511.2
| Des Cantons | QB_DEC_TSS | HQT | Québec | 3 at 1110 | 735 | 230 | 3330 | 4662 | 0.9 | 2997 | 4195.8
| Des Groseillers |  | HQT | Québec |  | 69 | 25 | 10 | 13 | 0.9 | 9 | 11.7
| Des Hêtres | QB_DEH_DSS | HQT | Québec | 2 at 140 | 230 | 69 | 280 | 398 | 0.9 | 252 | 358.2
| Des Hêtres | QB_DEH_DSS | HQT | Québec | 2 at 400 | 230 | 120 | 800 | 1136 | 0.9 | 720 | 1022.4
| Desbiens | QB_DBN_DSS | HQT | Québec |  | 161 | 25 | 40 | 53 | 0.9 | 36 | 47.7
| Deschambault | QB_DSM_SWS | HQT | Québec
| Doc-Grignon | QB_DOG_DSS | HQT | Québec |  | 120 | 25 | 92 | 122 | 0.9 | 82.8 | 109.8
| Domtar Windsor | QB_DOM_ISS | HQT | Québec
| Donnacona |  | HQT | Québec |  | 69 | 25 | 47 | 62 | 0.9 | 42.3 | 55.8
| Dorchester | QB_DOR_DSS | HQT | Québec |  | 120 | 12 | 157 | 209 | 0.9 | 141.3 | 188.1
| Dorion | QB_DRN_DSS | HQT | Québec |  | 120 | 25 | 146 | 195 | 0.9 | 131.4 | 175.5
| Dosquet |  | HQT | Québec |  | 69 | 25 | 22 | 29 | 0.9 | 19.8 | 26.1
| Du Rocher |  | HQT | Québec |  | 69 | 25 | 39 | 52 | 0.9 | 35.1 | 46.8
| Du Tremblay | QB_DUT_DSS | HQT | Québec |  | 315 | 25 | 416 | 554 | 0.9 | 374.4 | 498.6
| Duchesnay | QB_DUC_DSS | HQT | Québec |  | 315 | 25 | 68 | 91 | 0.9 | 61.2 | 81.9
| Duvernay | QB_DUV_TSS | HQT | Québec | 4 at 450 | 315 | 120 | 1800 | 2556 | 0.9 | 1620 | 2300.4
| Duvernay | QB_DUV_TSS | HQT | Québec | 3 at 1650 | 735 | 315 | 4950 | 6930 | 0.9 | 4455 | 6237
| East Angus | QB_EAG_DSS | HQT | Québec |  | 120 | 25 | 22 | 29 | 0.9 | 19.8 | 26.1
| East Broughton | QB_EAB_DSS | HQT | Québec |  | 120 | 25 | 23 | 31 | 0.9 | 20.7 | 27.9
| Eastmain |  | HQT | Québec |  | 69 | 25 | 8 | 10 | 0.9 | 7.2 | 9
| Eastmain-1 | QB_EM1_GSS | HQT | Québec
| Eka Chimie Canada Inc | QB_EKA_ISS | HQT | Québec
| EKA Chimie Canada Inc Magog | QB_EKM_ISS | HQT | Québec
| Emballages Smurfit-Stone | QB_ESS_ISS | HQT | Québec
| Emballages-Smurfit-Stone La Tuque | QB_EST_ISS | HQT | Québec
| Erco Mondial Buckingham | QB_ERC_ISS | HQT | Québec
| Falconbridge Limitée Montréal-Est | QB_FLC_ISS | HQT | Québec
| Farnham | QB_FRN_DSS | HQT | Québec |  | 120 | 25 | 48 | 64 | 0.9 | 43.2 | 57.6
| Figuery | QB_FIG_TSS | HQT | Québec | 1 at 240, 3 at 270 | 315 | 120 | 1050 | 1491 | 0.9 | 945 | 1341.9
| Fleury | QB_FLE_DSS | HQT | Québec |  | 120 | 25 | 88 | 117 | 0.9 | 79.2 | 105.3
| Fleury | QB_FLE_DSS | HQT | Québec |  | 120 | 12 | 104 | 139 | 0.9 | 93.6 | 125.1
| Fleury | QB_FLE_DSS | HQT | Québec |  | 315 | 25 | 143 | 190 | 0.9 | 128.7 | 171
| Forestville |  | HQT | Québec |  | 69 | 12 | 14 | 19 | 0.9 | 12.6 | 17.1
| Forges-de-Sorel | QB_FGS_ISS | HQT | Québec
| FPS Canada Inc | QB_FPS_ISS | HQT | Québec
| Francheville | QB_FRA_DSS | HQT | Québec |  | 230 | 25 | 146 | 194 | 0.9 | 131.4 | 174.6
| Fregeau |  | HQT | Québec |  | 69 | 25 | 23 | 31 | 0.9 | 20.7 | 27.9
| Frontenac-1 | QB_FR1_DSS | HQT | Québec |  | 315 | 25 | 268 | 357 | 0.9 | 241.2 | 321.3
| Frontenac-2 | QB_FR2_DSS | HQT | Québec |  | 315 | 25 | 269 | 358 | 0.9 | 242.1 | 322.2
| Gamelin | QB_GAM_DSS | HQT | Québec |  | 120 | 25 | 145 | 193 | 0.9 | 130.5 | 173.7
| Gaspé | QB_GSP_DSS | SCHM | Québec |  | 161 | 25 | 49 | 65 | 0.9 | 44.1 | 58.5
| Gaspésia | QB_GSA_ISS | SCHM | Québec
| Gatineau | QB_GAT_DSS | HQT | Québec |  | 120 | 25 | 49 | 65 | 0.9 | 44.1 | 58.5
| GEC-Alstom-Fagan | QB_GEC_ISS | HQT | Québec
| Glenwood | QB_GLN_DSS | HQT | Québec |  | 120 | 25 | 145 | 193 | 0.9 | 130.5 | 173.7
| Godbout | QB_GOD_DSS | HQT | Québec |  | 161 | 25 | 5 | 6 | 0.9 | 4.5 | 5.4
| Goémon | QB_GOE_TSS | SCHM | Québec | 2 at 75 | 230 | 69 | 150 | 213 | 0.9 | 135 | 191.7
| Goémon | QB_GOE_TSS | SCHM | Québec | 1 at 175 | 230 | 161 | 175 | 249 | 0.9 | 157.5 | 224.1
| Goodyear Canada | QB_GOO_ISS | HQT | Québec
| Gracefield | QB_GRC_DSS | HQT | Québec |  | 120 | 25 | 48 | 64 | 0.9 | 43.2 | 57.6
| Granby | QB_GRY_DSS | HQT | Québec |  | 120 | 25 | 143 | 191 | 0.9 | 128.7 | 171.9
| Grand-Brulé | QB_GRB_TSS | HQT | Québec | 2 at 450 | 735 | 120 | 900 | 1260 | 0.9 | 810 | 1134
| Grand-Portage | QB_GPG_DSS | HQT | Québec |  | 120 | 25 | 97 | 129 | 0.9 | 87.3 | 116.1
| Grand-Pré | QB_GRP_DSS | HQT | Québec |  | 120 | 25 | 92 | 123 | 0.9 | 82.8 | 110.7
| Grand-Remous |  | HQT | Québec |  | 69 | 25 | 7 | 10 | 0.9 | 6.3 | 9
| Grande-Vallee |  | HQT | Québec |  | 69 | 25 | 6 | 8 | 0.9 | 5.4 | 7.2
| Grantham | QB_GRT_DSS | HQT | Québec |  | 120 | 25 | 140 | 187 | 0.9 | 126 | 168.3
| Grondines | QB_GRO_SWS | HQT | Québec
| Gros-Morne | QB_GRM_GSS | HQT | Québec
| Groulx | QB_GRX_DSS | HQT | Québec |  | 120 | 25 | 146 | 194 | 0.9 | 131.4 | 174.6
| Guy | QB_GUY_DSS | HQT | Québec |  | 315 | 25 | 375 | 500 | 0.9 | 337.5 | 450
| Hadley | QB_HAD_DSS | HQT | Québec |  | 120 | 25 | 50 | 66 | 0.9 | 45 | 59.4
| Hadley | QB_HAD_DSS | HQT | Québec |  | 120 | 12 | 101 | 135 | 0.9 | 90.9 | 121.5
| Hampstead | QB_HAM_DSS | HQT | Québec |  | 120 | 12 | 101 | 135 | 0.9 | 90.9 | 121.5
| Hampstead | QB_HAM_DSS | HQT | Québec |  | 120 | 25 | 143 | 190 | 0.9 | 128.7 | 171
| Hart-Jaune | QB_HTJ_GSS | HQT | Québec
| Hauterive | QB_HTR_DSS | SCHM | Québec | 2 at 60 | 161 | 69 | 60 | 85 | 0.9 | 54 | 76.5
| Hauterive | QB_HTR_DSS | SCHM | Québec | 3 at 346, 1 at 500 | 315 | 161 | 1538 | 2194 | 0.9 | 1384.2 | 1974.6
| Havre Saint-Pierre |  | HQT | Québec |  | 161 | 34 | 22 | 29 | 0.9 | 19.8 | 26.1
| Havre-Saint-Pierre | QB_HSP_DSS | HQT | Québec |  | 34 | 12 | 16 | 21 | 0.9 | 14.4 | 18.9
| Hemmingford | QB_HEM_DSS | HQT | Québec |  | 120 | 25 | 13 | 17 | 0.9 | 11.7 | 15.3
| Heriot | QB_HER_TSS | HQT | Québec | 2 at 400 | 230 | 120 | 800 | 1136 | 0.9 | 720 | 1022.4
| Hertel | QB_HRT_TSS | HQT | Québec | 3 at 1650 | 735 | 315 | 4950 | 6930 | 0.9 | 4455 | 6237
| High Falls | QB_HIF_GSS | HQT | Québec
| Hull-2 | QB_HL2_GSS | HQT | Québec
| Huntingdon | QB_HUN_DSS | HQT | Québec |  | 120 | 25 | 43 | 57 | 0.9 | 38.7 | 51.3
| Hydrogenal Inc | QB_HYD_ISS | HQT | Québec
| Iberville | QB_IBR_DSS | HQT | Québec |  | 120 | 25 | 97 | 129 | 0.9 | 87.3 | 116.1
| Interconnexion-Maclaren | QB_INM_SWS | HQT | Québec
| Interquisa | QB_INQ_ISS | HQT | Québec
| IREQ | QB_IRQ_ISS | HQT | Québec
| Irlandais | QB_IRL_DSS | HQT | Québec |  | 315 | 25 | [5 empty] | Hydro Québec TransÉnergie. 2018. Poste des Irlandais à 315-25 kV. Étude d'impact dur l'environnement.
| Iron-Ore-du-Canada | QB_IOC_ISS | HQT | Québec
| Jacques-Cartier | QB_JQC_TSS | HQT | Québec | 1 at 1650 | 735 | 315 | 1650 | 2310 | 0.9 | 1485 | 2079
| Jean-R Marcotte | QB_JRM_ISS | HQT | Québec |  | 315 | 25 | [5 empty] | Englobe. 2016.Construction d'un poste à 325-25 kV à la station d'épuration des eaux usées Jean-R. Marcotte. Étude d'impact sur l'environnement. Rapport principal et annexes.
| Jeanne-d'Arc | QB_JDA_DSS | HQT | Québec |  | 120 | 12 | 104 | 139 | 0.9 | 93.6 | 125.1
| Jeanne-D'Arc | QB_JDA_DSS | HQT | Québec |  | 120 | 25 | 142 | 189 | 0.9 | 127.8 | 170.1
| Johan-Beetz | QB_JHB_DSS | HQT | Québec |  | 161 | 25 | 5 | 7 | 0.9 | 4.5 | 6.3
| Joliette | QB_JLT_DSS | HQT | Québec |  | 120 | 25 | 146 | 194 | 0.9 | 131.4 | 174.6
| Joly | QB_JOL_DSS | HQT | Québec |  | 120 | 25 | 24 | 32 | 0.9 | 21.6 | 28.8
| Jonquière | QB_JNQ_DSS | HQT | Québec |  | 161 | 25 | 101 | 134 | 0.9 | 90.9 | 120.6
| Joutel | QB_JOU_SWS | HQT | Québec
| Judith-Jasmin | QB_JUJ_DSS | HQT | Québec |  | 120 | 25 | 137 | 182 | 0.9 | 123.3 | 163.8
| Jules-A.-Brillant | QB_JUB_DSS | HQT | Québec |  | 230 | 25 | 137 | 183 | 0.9 | 123.3 | 164.7
| Kamouraska_SCS | QB_KAM_SWS | HQT | Québec
| Katahdin Pâte Québec | QB_KPQ_ISS | HQT | Québec
| Kazabazua |  | HQT | Québec |  | 69 | 25 | 13 | 19 | 0.9 | 11.7 | 17.1
| Kildare | QB_KLD_DSS | HQT | Québec |  | 120 | 25 | 49 | 65 | 0.9 | 44.1 | 58.5
| Kingsey | QB_KSY_TSS | HQT | Québec | 4 at 100 | 230 | 120 | 400 | 568 | 0.9 | 360 | 511.2
| Kipawa | QB_KIP_DSS | HQT | Québec |  | 120 | 25 | 11 | 14 | 0.9 | 9.9 | 12.6
| Kruger Inc Bromptonville | QB_KRB_ISS | HQT | Québec
| Kruger Inc Trois-Rivières | QB_KRT_ISS | HQT | Québec
| L'Acadie | QB_ACD_DSS | HQT | Québec |  | 120 | 25 | 95 | 126 | 0.9 | 85.5 | 113.4
| L'Annonciation | QB_LAN_DSS | HQT | Québec |  | 120 | 25 | 49 | 65 | 0.9 | 44.1 | 58.5
| L'Anse Pleureuse | QB_LPL_DSS | HQT | Québec |  | 230 | 25 | 10 | 13 | 0.9 | 9 | 11.7
| L'Assomption | QB_LAS_DSS | HQT | Québec |  | 120 | 25 | 47 | 63 | 0.9 | 42.3 | 56.7
| L'Île | QB_LIL_DSS | HQT | Québec |  | 161 | 25 | 49 | 65 | 0.9 | 44.1 | 58.5
| L'Île-Perrot | QB_LIP_DSS | HQT | Québec |  | 120 | 25 | 97 | 129 | 0.9 | 87.3 | 116.1
| L'Isle Maligne | QB_LIM_ISS | RTA | Québec |  | 13.2 | 25 | 34 | 45 | 0.9 | 30.6 | 40.5
| L'Islet |  | HQT | Québec |  | 69 | 25 | 22 | 29 | 0.9 | 19.8 | 26.1
| La Baie | QB_LAB_DSS | HQT | Québec |  | 161 | 25 | 65 | 86 | 0.9 | 58.5 | 77.4
| La Durantaye | QB_LAD_DSS | HQT | Québec |  | 230 | 25 | 49 | 65 | 0.9 | 44.1 | 58.5
| La Gabelle | QB_LAG_GSS | HQT | Québec
| La Grande-1 | QB_LG1_GSS | HQT | Québec |  | 13.8 | 25 | 8 | 10 | 0.9 | 7.2 | 9
| La Grande-2 | QB_LG2_GSS | HQT | Québec |  | 13.8 | 25 | 21 | 28 | 0.9 | 18.9 | 25.2
| La Grande-2A | QB_LG2A_GSS | HQT | Québec
| La Grande-3 | QB_LG3_GSS | HQT | Québec |  | 13.8 | 25 | 10 | 13 | 0.9 | 9 | 11.7
| La Grande-4 | QB_LG4_GSS | HQT | Québec |  | 13.8 | 25 | 10 | 13 | 0.9 | 9 | 11.7
| La Malbaie |  | HQT | Québec |  | 69 | 25 | 40 | 53 | 0.9 | 36 | 47.7
| La Pocatière | QB_LPC_DSS | HQT | Québec |  | 120 | 25 | 46 | 61 | 0.9 | 41.4 | 54.9
| La Prairie | QB_LPR_TSS | HQT | Québec | 4 at 240, 1 at 270 | 315 | 120 | 1230 | 1747 | 0.9 | 1107 | 1572.3
| La Société en commandite revenu Noranda | QB_LCN_ISS | HQT | Québec
| La Suète | QB_LST_DSS | HQT | Québec |  | 230 | 25 | 320 | 426 | 0.9 | 288 | 383.4
| La Trappe | QB_LTR_DSS | HQT | Québec |  | 120 | 25 | 79 | 105 | 0.9 | 71.1 | 94.5
| La Tuque | QB_LTU_GSS | HQT | Québec |  | 230 | 25 | 49 | 65 | 0.9 | 44.1 | 58.5
| La Vérendrye | QB_LVR_TSS | HQT | Québec
| Lac Bloom | QB_LBM_ISS | HQT | Québec | [9 empty] | Disconnect station
| Lac-Alfred | QB_LAD_GSS | HQT | Québec
| Lac-des-Îles | QB_LDI_DSS | HQT | Québec |  | 120 | 25 | 17 | 23 | 0.9 | 15.3 | 20.7
| Lac-Hope | QB_LHP_DSS | HQT | Québec
| Lachenaie | QB_LAC_DSS | HQT | Québec |  | 315 | 25 | 137 | 182 | 0.9 | 123.3 | 163.8
| Lachute | QB_LCT_DSS | HQT | Québec |  | 120 | 25 | 97 | 129 | 0.9 | 87.3 | 116.1
| Laflèche | QB_LFL_DSS | SCHM | Québec |  | 161 | 25 | 49 | 65 | 0.9 | 44.1 | 58.5
| Lafontaine | QB_LAF_TSS | HQT | Québec | 3 at 450 | 315 | 120 | 1350 | 1917 | 0.9 | 1215 | 1725.3
| Laforge-1 | QB_LF1_GSS | HQT | Québec |  | 13.2 | 26.4 | 10 | 13 | 0.9 | 9 | 11.7
| Laforge-2 | QB_LF2_GSS | HQT | Québec
| Lambton | QB_LAM_DSS | HQT | Québec |  | 120 | 25 | 23 | 31 | 0.9 | 20.7 | 27.9
| Lanaudière | QB_LND_TSS | HQT | Québec | 3 at 450 | 315 | 120 | 1350 | 1917 | 0.9 | 1215 | 1725.3
| Landry | QB_LDY_DSS | HQT | Québec |  | 120 | 25 | 225 | 300 | 0.9 | 202.5 | 270
| Langelier | QB_LGL_DSS | HQT | Québec |  | 315 | 25 | 375 | 500 | 0.9 | 337.5 | 450
| Langlois | QB_LGS_TSS | HQT | Québec | 2 at 450 | 315 | 120 | 900 | 1278 | 0.9 | 810 | 1150.2
| Larocque | QB_LRQ_ISS | HQT | Québec
| Laure | QB_LAU_DSS | HQT | Québec |  | 161 | 25 | 49 | 65 | 0.9 | 44.1 | 58.5
| Laurendeau | QB_LRD_DSS | HQT | Québec |  | 120 | 25 | 49 | 65 | 0.9 | 44.1 | 58.5
| Laurent | QB_LRT_DSS | HQT | Québec |  | 120 | 12 | 119 | 159 | 0.9 | 107.1 | 143.1
| Laurent | QB_LRT_DSS | HQT | Québec |  | 120 | 25 | 148 | 197 | 0.9 | 133.2 | 177.3
| Laurentides | QB_LDS_TSS | HQT | Québec | 2 at 560 | 315 | 230 | 1120 | 1590 | 0.9 | 1008 | 1431
| Laurentides | QB_LDS_TSS | HQT | Québec | 2 at 1110 | 735 | 315 | 2220 | 3108 | 0.9 | 1998 | 2797.2
| Lavaltrie | QB_LVL_DSS | HQT | Québec |  | 120 | 25 | 97 | 129 | 0.9 | 87.3 | 116.1
| Le Corbusier | QB_LEC_DSS | HQT | Québec |  | 315 | 25
| Le François | QB_LEF_DSS | HQT | Québec |  | 315 | 25 | 68 | 91 | 0.9 | 61.2 | 81.9
| Le Moyne | QB_LEM_SWS | HQT | Québec
| Le Nordais-1 | QB_LN1_GSS | HQT | Québec
| Le Nordais-2 | QB_LN2_GSS | HQT | Québec
| Lebel | QB_LBL_ISS | HQT | Québec | 2 at 450 | 315 | 120 | 900 | 1278 | 0.9 | 810 | 1150.2
| Leclerc | QB_LCL_DSS | HQT | Québec |  | 120 | 25 | 98 | 130 | 0.9 | 88.2 | 117
| Leman | QB_LMN_SWS | HQT | Québec
| Leneuf | QB_LNF_DSS | HQT | Québec | 2 at 125, 1 at 140 | 315 | 69 | 390 | 554 | 0.9 | 351 | 498.6
| Léry | QB_LRY_ISS | HQT | Québec | 2 at 450 | 315 | 120 | 900 | 1278 | 0.9 | 810 | 1150.2
| Les Basques | QB_BSQ_DSS | HQT | Québec |  | 69 | 25 | 23 | 31 | 0.9 | 20.7 | 27.9
| Les Basques | QB_BSQ_DSS | HQT | Québec | 2 at 75 | 315 | 69 | 150 | 213 | 0.9 | 135 | 191.7
| Les Boules | QB_LBS_TSS | HQT | Québec | 2 at 140 | 230 | 120 | 280 | 398 | 0.9 | 252 | 358.2
| Les Cèdres | QB_LCS_GSS | CRT | Québec
| Les Méchins | QB_LMS_GSS | HQT | Québec
| Lévis | QB_LVS_DSS | HQT | Québec |  | 230 | 25 | 290 | 386 | 0.9 | 261 | 347.4
| Lévis | QB_LVS_DSS | HQT | Québec | 2 at 1110, 2 at 399 | 735 | 230 | 3018 | 4225 | 0.9 | 2716.2 | 3802.5
| Lévis | QB_LVS_DSS | HQT | Québec | 3 at 1119 | 735 | 315 | 3357 | 4700 | 0.9 | 3021.3 | 4230
| Limbour | QB_LMB_DSS | HQT | Québec |  | 120 | 25 | 97 | 129 | 0.9 | 87.3 | 116.1
| Limoilou | QB_LLL_DSS | HQT | Québec |  | 230 | 25 | 128 | 171 | 0.9 | 115.2 | 153.9
| Linière | QB_LNR_DSS | HQT | Québec |  | 120 | 25 | 23 | 31 | 0.9 | 20.7 | 27.9
| Longue-Pointe | QB_LGP_DSS | HQT | Québec |  | 120 | 12 | 167 | 222 | 0.9 | 150.3 | 199.8
| Lorrainville | QB_LRV_DSS | HQT | Québec |  | 120 | 25 | 41 | 55 | 0.9 | 36.9 | 49.5
| Lotbinière | QB_LTB_SWS | HQT | Québec
| Louvicourt | QB_LVT_DSS | HQT | Québec |  | 120 | 25 | 23 | 30 | 0.9 | 20.7 | 27
| Lucerne | QB_LUC_SWS | HQT | Québec
| Madawaska | QB_MAD_SWS | HQT | Québec
| Magnan | QB_MGN_DSS | HQT | Québec |  | 120 | 25 | 95 | 126 | 0.9 | 85.5 | 113.4
| Magog | QB_MGG_DSS | HQT | Québec | 1 at 47, 1 at 25 | 120 | 49 | 72 | 102 | 0.9 | 64.8 | 91.8
| Magog | QB_MGG_DSS | HQT | Québec |  | 120 | 25 | 98 | 131 | 0.9 | 88.2 | 117.9
| Magpie | QB_MGP_GSS | HQT | Québec
| Maissonneuve | QB_MNV_DSS | HQT | Québec |  | 120 | 12 | 135 | 180 | 0.9 | 121.5 | 162
| Malartic-2 | QB_MLC_GSS | HQT | Québec |  | 120 | 25 | 23 | 31 | 0.9 | 20.7 | 27.9
| Manic-1 | QB_MC1_GSS | SCHM | Québec
| Manic-2 | QB_MC2_GSS | HQT | Québec
| Manic-3 | QB_MC3_GSS | HQT | Québec
| Manic-5 | QB_MC5_GSS | HQT | Québec
| Manic-5A | QB_M5A_GSS | HQT | Québec
| Manicouagan | QB_MGN_TSS | HQT | Québec | 2 at 510, 2 at 1650 | 735 | 315 | 4320 | 6048 | 0.9 | 3888 | 5443.2
| Maniwaki | QB_MNI_DSS | HQT | Québec |  | 120 | 25 | 44 | 59 | 0.9 | 39.6 | 53.1
| Maniwaki | QB_MNI_DSS | HQT | Québec | 2 at 40 | 120 | 69 | 80 | 114 | 0.9 | 72 | 102.6
| Marcotte | QB_MAR_DSS | HQT | Québec |  | 120 | 25 | 145 | 193 | 0.9 | 130.5 | 173.7
| Maria |  | HQT | Québec |  | 69 | 12 | 14 | 19 | 0.9 | 12.6 | 17.1
| Marie-Victorin | QB_MRV_DSS | HQT | Québec |  | 120 | 25 | 86 | 115 | 0.9 | 77.4 | 103.5
| Mascouche | QB_MAS_DSS | HQT | Québec |  | 120 | 25 | 146 | 194 | 0.9 | 131.4 | 174.6
| Masson-Nord | QB_MSN_DSS | ÉLL | Québec
| Masson-Sud | QB_MSS_DSS | ÉLL | Québec
| Matagami | QB_MTG_DSS | HQT | Québec |  | 120 | 25 | 23 | 31 | 0.9 | 20.7 | 27.9
| Matane | QB_MAT_DSS | HQT | Québec |  | 230 | 25 | 97 | 129 | 0.9 | 87.3 | 116.1
| Matapédia | QB_MTP_DSS | HQT | Québec |  | 230 | 25 | 23 | 31 | 0.9 | 20.7 | 27.9
| Matapédia | QB_MTP_DSS | HQT | Québec | 2 at 560 | 315 | 230 | 560 | 795 | 0.9 | 504 | 715.5
| Mauricie | QB_MAU_TSS | HQT | Québec | 3 at 560 | 315 | 230 | 1680 | 2386 | 0.9 | 1512 | 2147.4
| McCormick | QB_MCC_GSS | HQT | Québec
| MDF La Baie Inc | QB_MDF_ISS | HQT | Québec
| Mégantic | QB_MEG_DSS | HQT | Québec |  | 120 | 25 | 92 | 123 | 0.9 | 82.8 | 110.7
| Mékanic | QB_MEK_DSS | HQT | Québec |  | 230 | 25 | [5 empty] | Hydro Québec TransÉnergie. 2017. Poste de Mékinac à 230-25 kV et lignes d'alimentation à 230 kV. Étude d'impact sur l'environnement.
| Mercier | QB_MER_DSS | HQT | Québec |  | 120 | 25 | 187 | 249 | 0.9 | 168.3 | 224.1
| Messines |  | HQT | Québec |  | 69 | 25 | 8 | 11 | 0.9 | 7.2 | 9.9
| Métallurgie Magnola Inc | QB_MMI_ISS | HQT | Québec
| Micmac | QB_MCM_DSS | SCHM | Québec |  | 161 | 25 | 49 | 65 | 0.9 | 44.1 | 58.5
| Micmac | QB_MCM_DSS | SCHM | Québec | 2 at 260 | 230 | 161 | 520 | 738 | 0.9 | 468 | 664.2
| Micoua | QB_MIC_TSS | HQT | Québec | 2 at 1650, 3 at 570, 1 at 510 | 735 | 315 | 5520 | 7728 | 0.9 | 4968 | 6955.2
| Mine Bouchard-Hebert | QB_MBH_ISS | HQT | Québec
| Mine Doyon | QB_MDY_ISS | HQT | Québec
| Mine Gonzague-Langlois | QB_MGL_ISS | HQT | Québec
| Mine Jeffrey | QB_MNJ_ISS | HQT | Québec
| Mines Agnico-Eagle Limitée | QB_MAE_ISS | HQT | Québec
| Mines Casa-Berardi | QB_MCB_ISS | HQT | Québec
| Mines Selbaie | QB_MNS_ISS | HQT | Québec
| Mirabel | QB_MIR_DSS | HQT | Québec |  | 120 | 25 | 95 | 127 | 0.9 | 85.5 | 114.3
| Mistassini | QB_MIS_DSS | HQT | Québec |  | 161 | 25 | 49 | 65 | 0.9 | 44.1 | 58.5
| Mittal Canada Inc | QB_MCI_ISS | HQT | Québec
| Mittal Canada Inc Contrecoeur | QB_MTC_ISS | HQT | Québec
| Monseigneur-Émard | QB_MGE_DSS | HQT | Québec |  | 120 | 25 | 97 | 129 | 0.9 | 87.3 | 116.1
| Mont Copper | QB_MTC_GSS | SCHM | Québec
| Mont Tremblant | QB_MTB_DSS | HQT | Québec |  | 120 | 25 | 48 | 64 | 0.9 | 43.2 | 57.6
| Mont-Joli | QB_MTJ_DSS | HQT | Québec |  | 230 | 25 | 68 | 91 | 0.9 | 61.2 | 81.9
| Mont-Laurier | QB_MLR_DSS | HQT | Québec |  | 120 | 25 | 84 | 112 | 0.9 | 75.6 | 100.8
| Mont-Louis | QB_MTL_GSS | HQT | Québec
| Mont-Miller | QB_MTM_GSS | SCHM | Québec
| Mont-Royal | QB_MTY_DSS | HQT | Québec |  | 120 | 25 | 97 | 129 | 0.9 | 87.3 | 116.1
| Mont-Royal | QB_MTY_DSS | HQT | Québec |  | 120 | 12 | 132 | 176 | 0.9 | 118.8 | 158.4
| Montagnais | QB_MTG_TSS | HQT | Québec | 1 at 672, 1 at 600 | 735 | 315 | 1272 | 1781 | 0.9 | 1144.8 | 1602.9
| Montagne-Sèche | QB_MSH_GSS | HQT | Québec
| Montérégie | QB_MTR_TSS | HQT | Québec | 2 at 900 | 735 | 120 | 1800 | 2520 | 0.9 | 1620 | 2268
| Montmagny | QB_MNM_DSS | HQT | Québec | 2 at 140 | 230 | 69 | 280 | 398 | 0.9 | 252 | 358.2
| Montréal-Est | QB_MTE_DSS | HQT | Québec |  | 315 | 25 | 278 | 370 | 0.9 | 250.2 | 333
| Montréal-Nord | QB_MND_DSS | HQT | Québec |  | 120 | 12 | 138 | 184 | 0.9 | 124.2 | 165.6
| Moras | QB_MOR_DSS | HQT | Québec |  | 120 | 25 | 47 | 63 | 0.9 | 42.3 | 56.7
| Muskeg |  | HQT | Québec |  | 69 | 25 | 9 | 12 | 0.9 | 8.1 | 10.8
| Napierville | QB_NPR_DSS | HQT | Québec |  | 120 | 25 | 43 | 57 | 0.9 | 38.7 | 51.3
| Natashquan | QB_NTS_DSS | HQT | Québec |  | 161 | 12 | 11 | 14 | 0.9 | 9.9 | 12.6
| Nemiscau | QB_NEM_DSS | HQT | Québec |  | 13.2 | 25 | 0 | 0 | 0.9 | 0 | 0
| Nemiscau | QB_NEM_DSS | HQT | Québec | 2 at 1650 | 735 | 315 | 3300 | 4620 | 0.9 | 2970 | 4158
| Neubois | QB_NBS_DSS | HQT | Québec |  | 120 | 25 | 49 | 65 | 0.9 | 44.1 | 58.5
| Neufchâtel | QB_NEU_DSS | HQT | Québec |  | 315 | 25 | 410 | 546 | 0.9 | 369 | 491.4
| New Richmond |  | HQT | Québec |  | 69 | 25 | 14 | 19 | 0.9 | 12.6 | 17.1
| Nicolet | QB_NIC_TSS | HQT | Québec | 3 at 1110 | 735 | 230 | 3330 | 4662 | 0.9 | 2997 | 4195.8
| Nikamo | QB_NIK_SWS | HQT | Québec
| Niobec | QB_NIO_ISS | HQT | Québec
| Noranda | QB_NOR_ISS | SCHM | Québec
| Normand | QB_NRM_DSS | HQT | Québec |  | 315 | 34 | 225 | 225 | 0.9 | 202.5 | 202.5
| Normandin | QB_NRN_DSS | HQT | Québec |  | 161 | 25 | 48 | 64 | 0.9 | 43.2 | 57.6
| Normetal | QB_NMT_DSS | HQT | Québec |  | 120 | 25 | 11 | 15 | 0.9 | 9.9 | 13.5
| Norsk Hydro Canada | QB_NSK_ISS | HQT | Québec
| Notre-Dame | QB_NDA_TSS | HQT | Québec | 1 at 408, 2 at 450 | 315 | 120 | 1308 | 1857 | 0.9 | 1177.2 | 1671.3
| Notre-Dame-du-Laus | QB_NDL_DSS | HQT | Québec |  | 120 | 25 | 14 | 19 | 0.9 | 12.6 | 17.1
| Notre-Dame-du-Nord | QB_NDN_DSS | HQT | Québec |  | 120 | 25 | 11 | 14 | 0.9 | 9.9 | 12.6
| Nouvelle |  | HQT | Québec |  | 69 | 12 | 11 | 14 | 0.9 | 9.9 | 12.6
| Obalski | QB_OBL_DSS | HQT | Québec |  | 161 | 25 | 59 | 78 | 0.9 | 53.1 | 70.2
| Obatogamau | QB_OBT_DSS | HQT | Québec |  | 161 | 25
| Ormstown | QB_ORM_DSS | HQT | Québec |  | 120 | 25 | 22 | 29 | 0.9 | 19.8 | 26.1
| Ouimet | QB_OMT_DSS | HQT | Québec |  | 120 | 25 | 97 | 129 | 0.9 | 87.3 | 116.1
| Outaouais | QB_OUT_TSS | HQT | Québec |  | 230 | 120
| Outardes | QB_OTD_TSS | HQT | Québec | [9 empty] | Disconnect station
| Outardes-2 | QB_OT2_GSS | HQT | Québec
| Outardes-3 | QB_OT3_GSS | HQT | Québec
| Outardes-4 | QB_OT4_GSS | HQT | Québec
| P.C.I. Chimie Canada Inc | QB_PCI_ISS | HQT | Québec
| Palmarolle | QB_PML_DSS | HQT | Québec |  | 120 | 25 | 97 | 129 | 0.9 | 87.3 | 116.1
| Pandora | QB_PND_DSS | HQT | Québec |  | 120 | 25 | 23 | 30 | 0.9 | 20.7 | 27
| Papier Masson Inc | QB_PMI_ISS | ÉLL | Québec
| Papiers-Scott Inc | QB_PSI_ISS | HQT | Québec
| Papineauville | QB_PAP_DSS | HQT | Québec |  | 120 | 25 | 49 | 65 | 0.9 | 44.1 | 58.5
| Paquin | QB_PAQ_DSS | HQT | Québec | 2 at 112 | 120 | 69 | 224 | 318 | 0.9 | 201.6 | 286.2
| Parent | QB_PRT_DSS | HQT | Québec |  | 120 | 25 | 11 | 15 | 0.9 | 9.9 | 13.5
| Parisville | QB_PAR_DSS | HQT | Québec |  | 120 | 25 | 23 | 31 | 0.9 | 20.7 | 27.9
| Paspébiac | QB_PSP_DSS | HQT | Québec |  | 230 | 25 | 49 | 65 | 0.9 | 44.1 | 58.5
| Patriotes | QB_PAT_DSS | HQT | Québec |  | 315 | 25 | [5 empty] | Hydro Québec TransÉnergie. 2017. Poste des Patriotes à 315-25 kV et ligne d'alimentation à 315 kV. Étude d'impact dur l'environnement.
| Paugan | QB_PAU_GSS | HQT | Québec
| Pentecôte | QB_PTC_DSS | HQT | Québec |  | 161 | 25 | 5 | 7 | 0.9 | 4.5 | 6.3
| Percé | QB_PCE_DSS | SCHM | Québec |  | 161 | 25 | 23 | 31 | 0.9 | 20.7 | 27.9
| Péribonka | QB_PRB_GSS | HQT | Québec |  | 69 | 25 | 12 | 16 | 0.9 | 10.8 | 14.4
| Périgny | QB_PER_SWS | HQT | Québec
| Petite-Nation | QB_PTN_TSS | HQT | Québec | 2 at 450 | 315 | 120 | 900 | 1278 | 0.9 | 810 | 1150.2
| Pétremont Inc | QB_PMT_ISS | HQT | Québec
| Pierre Boucher | QB_PBO_DSS | HQT | Québec |  | 120 | 25 | 96 | 128 | 0.9 | 86.4 | 115.2
| Pierre-Le Gardeur | QB_PLG_TSS | HQT | Québec | 2 at 450 | 315 | 120 | 900 | 1278 | 0.9 | 810 | 1150.2
| Plessisville | QB_PLS_DSS | HQT | Québec |  | 120 | 25 | 49 | 65 | 0.9 | 44.1 | 58.5
| Plouffe | QB_PLF_DSS | HQT | Québec |  | 120 | 25 | 225 | 300 | 0.9 | 202.5 | 270
| Pointe-Noire | QB_PNE_ISS | HQT | Québec
| Poirier | QB_POI_DSS | HQT | Québec |  | 120 | 25 | 13 | 17 | 0.9 | 11.7 | 15.3
| Port Cartier | QB_PCR_SWS | HQT | Québec
| Port-Alfred | QB_PAF_DSS | HQT | Québec |  | 161 | 25 | 65 | 86 | 0.9 | 58.5 | 77.4
| Port-Daniel |  | HQT | Québec |  | 69 | 25 | 10 | 13 | 0.9 | 9 | 11.7
| Portneuf |  | HQT | Québec |  | 69 | 25 | 16 | 21 | 0.9 | 14.4 | 18.9
| PPG Canada Inc | QB_PPG_ISS | HQT | Québec
| Praxair Canada Contrecoeur | QB_PRX_ISS | HQT | Québec
| Première Chute | QB_PRC_GSS | HQT | Québec
| Provost | QB_PVT_DSS | HQT | Québec |  | 120 | 34 | 31 | 41 | 0.9 | 27.9 | 36.9
| Québec | QB_QBC_TSS | HQT | Québec | 1 at 560 | 315 | 230 | 560 | 795 | 0.9 | 504 | 715.5
| Queen | QB_QUN_ISS | HQT | Québec
| Quevillon | QB_QVN_DSS | HQT | Québec |  | 120 | 25 | 22 | 29 | 0.9 | 19.8 | 26.1
| Quyon | QB_QUY_TSS | HQT | Québec | 2 at 60 | 230 | 120 | 120 | 170 | 0.9 | 108 | 153
| Radisson | QB_RAD_TSS | HQT | Québec | 2 at 1650 | 735 | 315 | 3300 | 4620 | 0.9 | 2970 | 4158
| Ramezay | QB_RAM_DSS | HQT | Québec |  | 120 | 25 | 49 | 65 | 0.9 | 44.1 | 58.5
| Rapide-2 | QB_RP2_GSS | HQT | Québec
| Rapide-7 | QB_RP7_GSS | HQT | Québec
| Rapide-Blanc | QB_RPB_TSS | HQT | Québec
| Rapide-des-Coeurs | QB_RPC_GSS | HQT | Québec
| Rapides-des-Iles | QB_RPI_GSS | HQT | Québec
| Rapides-des-Quinze | QB_RPQ_GSS | HQT | Québec
| Rapides-Farmers | QB_RPF_GSS | HQT | Québec
| Reed | QB_REE_DSS | HQT | Québec |  | 120 | 12 | 68 | 90 | 0.9 | 61.2 | 81
| Reed | QB_REE_DSS | HQT | Québec |  | 120 | 25 | 146 | 194 | 0.9 | 131.4 | 174.6
| Renaud | QB_RND_DSS | HQT | Québec |  | 120 | 25 | 221 | 295 | 0.9 | 198.9 | 265.5
| Reneault | QB_RNT_DSS | HQT | Québec |  | 120 | 25 | 20 | 27 | 0.9 | 18 | 24.3
| Repetigny | QB_RPT_DSS | HQT | Québec |  | 120 | 25 | 146 | 194 | 0.9 | 131.4 | 174.6
| Richelieu | QB_RCH_DSS | HQT | Québec |  | 120 | 25 | 143 | 190 | 0.9 | 128.7 | 171
| Rigaud | QB_RIG_DSS | HQT | Québec |  | 120 | 25 | 50 | 66 | 0.9 | 45 | 59.4
| Rimouski | QB_RIM_TSS | HQT | Québec | 2 at 140 | 230 | 69 | 280 | 398 | 0.9 | 252 | 358.2
| Rimouski | QB_RIM_TSS | HQT | Québec | 2 at 560 | 315 | 230 | 1120 | 1590 | 0.9 | 1008 | 1431
| Rivière-à-la-Chaloupe | QB_RVC_DSS | HQT | Québec |  | 161 | 2 | [5 empty] | Hydro Québec TransÉnergie. 2006. Réponse du Transporteur à la demande de Renseignments Numéro 1 de la Régie de l'Énergie. | Servicing telecom load
| Rivière-au-Renard | QB_RVD_DSS | SCHM | Québec |  | 161 | 25 | 49 | 65 | 0.9 | 44.1 | 58.5
| Rivière-au-Tonnerre | QB_RVT_DSS | HQT | Québec |  | 34 | 12 | 3 | 4 | 0.9 | 2.7 | 3.6
| Rivière-au-Tonnerre | QB_RVT_DSS | HQT | Québec |  | 161 | 34 | 6 | 8 | 0.9 | 5.4 | 7.2
| Rivière-aux-Bouleaux | QB_RVB_DSS | HQT | Québec |  | 161 | 2 | [5 empty] | Hydro Québec TransÉnergie. 2006. Réponse du Transporteur à la demande de Renseignments Numéro 1 de la Régie de l'Énergie. | Servicing telecom load
| Rivière-aux-Rochers | QB_RVR_DSS | HQT | Québec |  | 161 | 25 | 49 | 65 | 0.9 | 44.1 | 58.5
| Rivière-du-Loup | QB_RDL_TSS | HQT | Québec | 1 at 560 | 315 | 230 | 560 | 795 | 0.9 | 504 | 715.5
| Rivière-du-Loup | QB_RDL_TSS | HQT | Québec | 2 at 450 | 315 | 120 | 900 | 1278 | 0.9 | 810 | 1150.2
| Rivière-du-Moulin | QB_RDM_GSS | HQT | Québec
| Rivière-Sainte-Anne | QB_RVS_DSS | SCHM | Québec |  | 161 | 25 | 1 | 2 | 0.9 | 0.9 | 1.8
| Rob | QB_ROB_ISS | HQT | Québec
| Roberval | QB_RBV_DSS | HQT | Québec |  | 161 | 25 | 49 | 65 | 0.9 | 44.1 | 58.5
| Rockfield | QB_RCK_DSS | HQT | Québec |  | 120 | 12 | 148 | 197 | 0.9 | 133.2 | 177.3
| Rolland | QB_ROL_DSS | HQT | Québec |  | 120 | 25 | 131 | 175 | 0.9 | 117.9 | 157.5
| Rolls-Royce | QB_RLR_ISS | HQT | Québec
| Romaine-1 | QB_RM1_GSS | HQT | Québec
| Romaine-2 | QB_RM2_GSS | HQT | Québec
| Romaine-3 | QB_RM3_GSS | HQT | Québec
| Romaine-4 | QB_RM4_GSS | HQT | Québec
| Rosemont | QB_RSM_DSS | HQT | Québec |  | 120 | 12 | 81 | 108 | 0.9 | 72.9 | 97.2
| Rosemont | QB_RSM_DSS | HQT | Québec |  | 120 | 25 | 140 | 186 | 0.9 | 126 | 167.4
| Rosiers | QB_RSR_DSS | HQT | Québec |  | 120 | 25 | 48 | 64 | 0.9 | 43.2 | 57.6
| Roussillon | QB_RSN_DSS | HQT | Québec |  | 315 | 25 | 135 | 180 | 0.9 | 121.5 | 162
| Rouville | QB_RVL_DSS | HQT | Québec |  | 230 | 25 | 138 | 184 | 0.9 | 124.2 | 165.6
| Rouyn | QB_RYN_DSS | HQT | Québec |  | 120 | 25 | 139 | 185 | 0.9 | 125.1 | 166.5
| Sacre-Cœur |  | HQT | Québec |  | 69 | 25 | 22 | 29 | 0.9 | 19.8 | 26.1
| Saguenay | QB_SAG_TSS | HQT | Québec | 3 at 699 | 735 | 161 | 2097 | 2936 | 0.9 | 1887.3 | 2642.4
| Saint-Agapit |  | HQT | Québec |  | 69 | 25 | 25 | 33 | 0.9 | 22.5 | 29.7
| Saint-Aime-Des-Lacs |  | HQT | Québec |  | 69 | 25 | 29 | 39 | 0.9 | 26.1 | 35.1
| Saint-Alexandre | QB_SAL_DSS | HQT | Québec |  | 120 | 25 | 23 | 31 | 0.9 | 20.7 | 27.9
| Saint-Ambroise | QB_SAM_DSS | HQT | Québec |  | 161 | 25 | 48 | 64 | 0.9 | 43.2 | 57.6
| Saint-Basile | QB_SAB_DSS | HQT | Québec |  | 120 | 25 | 181 | 241 | 0.9 | 162.9 | 216.9
| Saint-Blaise | QB_SBL_DSS | HQT | Québec |  | 120 | 25 | 21 | 28 | 0.9 | 18.9 | 25.2
| Saint-Bruno-de-Montarville | QB_SBM_DSS | HQT | Québec |  | 315 | 25 | 69 | 92 | 0.9 | 62.1 | 82.8
| Saint-Calixte |  | HQT | Québec |  | 69 | 25 | 14 | 19 | 0.9 | 12.6 | 17.1
| Saint-Césaire | QB_SCS_DSS | HQT | Québec |  | 120 | 25 | 49 | 65 | 0.9 | 44.1 | 58.5
| Saint-Césaire | QB_SCS_DSS | HQT | Québec | 2 at 50 | 120 | 49 | 100 | 142 | 0.9 | 90 | 127.8
| Saint-Césaire | QB_SCS_DSS | HQT | Québec | 3 at 400 | 230 | 120 | 1200 | 1704 | 0.9 | 1080 | 1533.6
| Saint-Charles |  | HQT | Québec |  | 69 | 25 | 14 | 18 | 0.9 | 12.6 | 16.2
| Saint-Chrysostome | QB_SCH_DSS | HQT | Québec |  | 120 | 25 | 48 | 64 | 0.9 | 43.2 | 57.6
| Saint-Clément | QB_SCM_DSS | HQT | Québec |  | 120 | 25 | 23 | 30 | 0.9 | 20.7 | 27
| Saint-Donat | QB_SDN_DSS | HQT | Québec |  | 120 | 25 | 49 | 65 | 0.9 | 44.1 | 58.5
| Saint-Eustache | QB_SEU_DSS | HQT | Québec |  | 120 | 25 | 146 | 194 | 0.9 | 131.4 | 174.6
| Saint-Évariste | QB_SEV_DSS | HQT | Québec |  | 120 | 25 | 23 | 31 | 0.9 | 20.7 | 27.9
| Saint-Félicien | QB_SFE_DSS | HQT | Québec |  | 161 | 25 | 49 | 65 | 0.9 | 44.1 | 58.5
| Saint-François | QB_SFR_DSS | HQT | Québec |  | 120 | 25 | 95 | 127 | 0.9 | 85.5 | 114.3
| Saint-Georges | QB_SGO_DSS | HQT | Québec |  | 120 | 25 | 146 | 194 | 0.9 | 131.4 | 174.6
| Saint-Hippolyte |  | HQT | Québec |  | 69 | 25 | 30 | 40 | 0.9 | 27 | 36
| Saint-Jean | QB_SJE_DSS | HQT | Québec |  | 315 | 120 | [5 empty] | Hydro Québec TransÉnergie. 2015. Poste Saint-Jean à 315-25 kV et ligne d'alimentation à 315 kV. Étude d'impact sur l'environnement.
| Saint-Jean | QB_SJE_DSS | HQT | Québec |  | 315 | 25 | [5 empty] | Hydro Québec TransÉnergie. 2015. Poste Saint-Jean à 315-25 kV et ligne d'alimentation à 315 kV. Étude d'impact sur l'environnement.
| Saint-Jérôme | QB_SJR_DSS | HQT | Québec |  | 120 | 25 | 145 | 193 | 0.9 | 130.5 | 173.7
| Saint-Joseph | QB_SJO_DSS | HQT | Québec |  | 120 | 25 | 23 | 31 | 0.9 | 20.7 | 27.9
| Saint-Lazare | QB_SLZ_DSS | HQT | Québec |  | 120 | 25 | 23 | 31 | 0.9 | 20.7 | 27.9
| Saint-Lin | QB_SLI_DSS | HQT | Québec |  | 120 | 25 | 145 | 193 | 0.9 | 130.5 | 173.7
| Saint-Lin Ancien |  | HQT | Québec |  | 69 | 25 | 16 | 21 | 0.9 | 14.4 | 18.9
| Saint-Louis | QB_SLO_DSS | HQT | Québec |  | 120 | 25 | 50 | 67 | 0.9 | 45 | 60.3
| Saint-Maxime | QB_SMX_DSS | HQT | Québec |  | 120 | 25 | 240 | 320 | 0.9 | 216 | 288
| Saint-Pascal | QB_SPA_DSS | HQT | Québec |  | 120 | 25 | 49 | 65 | 0.9 | 44.1 | 58.5
| Saint-Patrick | QB_SPK_DSS | HQT | Québec |  | 315 | 25 | 146 | 194 | 0.9 | 131.4 | 174.6
| Saint-Paul-Du-Nord |  | HQT | Québec |  | 69 | 25 | 20 | 27 | 0.9 | 18 | 24.3
| Saint-Polycarpe | QB_SPL_DSS | HQT | Québec |  | 120 | 25 | 59 | 78 | 0.9 | 53.1 | 70.2
| Saint-Raymond |  | HQT | Québec |  | 69 | 25 | 32 | 43 | 0.9 | 28.8 | 38.7
| Saint-Rémi | QB_SRE_DSS | HQT | Québec |  | 120 | 25 | 89 | 118 | 0.9 | 80.1 | 106.2
| Saint-Sauveur | QB_SSA_DSS | HQT | Québec |  | 120 | 25 | 95 | 182 | 0.9 | 85.5 | 163.8
| Saint-Sébastien | QB_SSB_DSS | HQT | Québec |  | 120 | 25 | 47 | 63 | 0.9 | 42.3 | 56.7
| Saint-Sulpice | QB_SSL_DSS | HQT | Québec |  | 120 | 25 | 146 | 194 | 0.9 | 131.4 | 174.6
| Saint-Tite-Des-Caps |  | HQT | Québec |  | 69 | 25 | 14 | 18 | 0.9 | 12.6 | 16.2
| Saint-Ulric-Saint-Léandre | QB_SUL_GSS | HQT | Québec
| Sainte-Agathe-des-Monts | QB_SAG_DSS | HQT | Québec |  | 120 | 25 | 119 | 158 | 0.9 | 107.1 | 142.2
| Sainte-Anne-De-Beaupre |  | HQT | Québec |  | 69 | 25 | 58 | 77 | 0.9 | 52.2 | 69.3
| Sainte-Anne-Des-Monts |  | HQT | Québec |  | 69 | 25 | 23 | 31 | 0.9 | 20.7 | 27.9
| Sainte-Anne-des-Plaines | QB_SAP_DSS | HQT | Québec |  | 120 | 25 | 97 | 129 | 0.9 | 87.3 | 116.1
| Sainte-Claire | QB_SCL_DSS | HQT | Québec |  | 120 | 25 | 49 | 65 | 0.9 | 44.1 | 58.5
| Sainte-Croix |  | HQT | Québec |  | 69 | 25 | 22 | 29 | 0.9 | 19.8 | 26.1
| Sainte-Émélie | QB_SEM_DSS | HQT | Québec |  | 120 | 25 | 95 | 126 | 0.9 | 85.5 | 113.4
| Sainte-Germaine | QB_SGE_DSS | HQT | Québec |  | 120 | 25 | 23 | 31 | 0.9 | 20.7 | 27.9
| Sainte-Marguerite-1 | QB_SM1_DFS | HQT | Québec |  | 69 | 25 | 23 | 30 | 0.9 | 20.7 | 27
| Sainte-Marguerite-2 | QB_SM2_DFS | HQT | Québec |  | 120 | 25 | 97 | 129 | 0.9 | 87.3 | 116.1
| Sainte-Marguerite-3 | QB_SM3_DFS | HQT | Québec |  | 69 | 25 | 68 | 91 | 0.9 | 61.2 | 81.9
| Sainte-Marie | QB_SMA_DSS | HQT | Québec |  | 120 | 25 | [5 empty] | Hydro Québec TransÉnergie. 2006. Réponse du Transporteur à la demande de Renseignments Numéro 1 de la Régie de l'Énergie.
| Sainte-Perpétue | QB_SPE_DSS | HQT | Québec |  | 120 | 25 | 42 | 56 | 0.9 | 37.8 | 50.4
| Sainte-Rosalie | QB_SRL_DSS | HQT | Québec
| Sainte-Rosalie | QB_SRL_DSS | HQT | Québec |  | 49 | 25 | 21 | 28 | 0.9 | 18.9 | 25.2
| Sainte-Rosalie | QB_SRL_DSS | HQT | Québec |  | 120 | 25 | 49 | 65 | 0.9 | 44.1 | 58.5
| Sainte-Rosalie | QB_SRL_DSS | HQT | Québec | 1 at 47, 1 at 50 | 120 | 49 | 97 | 138 | 0.9 | 87.3 | 124.2
| Sainte-Rose | QB_SRO_DSS | HQT | Québec |  | 120 | 25 | 145 | 193 | 0.9 | 130.5 | 173.7
| Sainte-Thérèse-Ouest | QB_STO_DSS | HQT | Québec |  | 120 | 25 | 234 | 312 | 0.9 | 210.6 | 280.8
| Salaberry | QB_SLB_DSS | HQT | Québec
| Saraguay | QB_SRG_DSS | HQT | Québec |  | 315 | 25 | 134 | 178 | 0.9 | 120.6 | 160.2
| Saraguay | QB_SRG_DSS | HQT | Québec | 6 at 100, 2 at 113 | 315 | 120 | 826 | 1173 | 0.9 | 743.4 | 1055.7
| Sarcelle | QB_SRC_GSS | HQT | Québec
| Sayabec | QB_SYB_DSS | HQT | Québec |  | 120 | 25 | 23 | 31 | 0.9 | 20.7 | 27.9
| Seigneurie de Beaupré | QB_SDB_GSS | HQT | Québec
| Senneterre | QB_STR_DSS | HQT | Québec |  | 120 | 25 | 22 | 29 | 0.9 | 19.8 | 26.1
| Sept-Îles | QB_STI_DSS | HQT | Québec |  | 161 | 25 | 97 | 129 | 0.9 | 87.3 | 116.1
| SFK Pâte SENC | QB_SFK_ISS | HQT | Québec
| SGL Canada | QB_SGL_ISS | HQT | Québec
| Shawinigan-2 | QB_SH2_GSS | HQT | Québec
| Shawinigan-3 | QB_SH3_GSS | HQT | Québec
| Sherbrooke | QB_SHR_TSS | HQT | Québec | 3 at 400 | 230 | 120 | 1200 | 1704 | 0.9 | 1080 | 1533.6
| Shipshaw | QB_SPS_GSS | RTA | Québec
| Sidbec-Dosco | QB_SDD_ISS | HQT | Québec
| Silicium-Bécancour | QB_SLB_ISS | HQT | Québec
| Simard | QB_SIM_TSS | HQT | Québec | [9 empty] | Disconnect station
| Sorel | QB_SOR_DSS | HQT | Québec |  | 120 | 25 | 90 | 120 | 0.9 | 81 | 108
| Sorel | QB_SOR_DSS | HQT | Québec | 2 at 200 | 230 | 120 | 400 | 568 | 0.9 | 360 | 511.2
| Sorel-Sud | QB_SRS_DSS | HQT | Québec |  | 230 | 25 | 97 | 129 | 0.9 | 87.3 | 116.1
| Sorel-Sud | QB_SRS_DSS | HQT | Québec | 1 at 140 | 230 | 120 | 140 | 199 | 0.9 | 126 | 179.1
| Sources | QB_SOU_DSS | HQT | Québec |  | 315 | 25 | 407 | 542 | 0.9 | 366.3 | 487.8
| Spruce Falls Inc | QB_SPF_ISS | HQT | Québec
| Squatec | QB_SQU_DSS | HQT | Québec |  | 120 | 25 | 22 | 29 | 0.9 | 19.8 | 26.1
| Stanstead | QB_STS_DSS | HQT | Québec |  | 120 | 25 | 21 | 28 | 0.9 | 18.9 | 25.2
| Stukely | QB_STK_DSS | HQT | Québec | 3 at 47 | 120 | 49 | 141 | 200 | 0.9 | 126.9 | 180
| Sully | QB_SLY_DSS | HQT | Québec |  | 120 | 25 | 23 | 30 | 0.9 | 20.7 | 27
| Tache |  | HQT | Québec |  | 69 | 25 | 52 | 69 | 0.9 | 46.8 | 62.1
| Tembec Inc Témiscaming | QB_TMB_ISS | HQT | Québec
| Temcell | QB_TMC_ISS | HQT | Québec
| Templeton | QB_TMP_DSS | HQT | Québec |  | 120 | 25 | 97 | 129 | 0.9 | 87.3 | 116.1
| Terrebonne | QB_TER_DSS | HQT | Québec |  | 120 | 25 | 146 | 194 | 0.9 | 131.4 | 174.6
| Thetford | QB_THT_DSS | HQT | Québec |  | 69 | 25 | 21 | 28 | 0.9 | 18.9 | 25.2
| Thetford | QB_THT_DSS | HQT | Québec | 3 at 60 | 230 | 69 | 180 | 256 | 0.9 | 162 | 230.4
| Thetford | QB_THT_DSS | HQT | Québec | 1 at 350 | 230 | 120 | 350 | 497 | 0.9 | 315 | 447.3
| Thibaudeau | QB_THI_DSS | HQT | Québec |  | 120 | 25 | 97 | 129 | 0.9 | 87.3 | 116.1
| Thurso-Papineau | QB_THU_DSS | HQT | Québec |  | 120 | 25 | 17 | 22 | 0.9 | 15.3 | 19.8
| Tilly | QB_TLY_TSS | HQT | Québec | 2 at 1650 | 735 | 315 | 3300 | 4620 | 0.9 | 2970 | 4158
| Toulnustouc | QB_TLC_GSS | HQT | Québec
| Touraine | QB_TRN_DSS | HQT | Québec |  | 120 | 25 | 143 | 191 | 0.9 | 128.7 | 171.9
| Tourville |  | HQT | Québec |  | 69 | 25 | 23 | 31 | 0.9 | 20.7 | 27.9
| Tracy | QB_TCY_DSS | HQT | Québec
| Trans Canada Énergie | QB_TCE_ISS | HQT | Québec
| Trenche | QB_TRC_GSS | HQT | Québec
| Trois-Pistoles | QB_TRP_DSS | HQT | Québec |  | 230 | 25 | 49 | 65 | 0.9 | 44.1 | 58.5
| Trois-Rivières | QB_TRR_SWS | HQT | Québec
| Turcotte |  | HQT | Québec |  | 69 | 25 | 23 | 31 | 0.9 | 20.7 | 27.9
| Usine Alma | QB_UAL_ISS | HQT | Québec
| Usine Beauharnois Alcan | QB_UBA_ISS | HQT | Québec
| Val d'Or | QB_VDO_DSS | HQT | Québec |  | 120 | 25 | 146 | 194 | 0.9 | 131.4 | 174.6
| Val-Tétreau | QB_VTR_DSS | HQT | Québec |  | 120 | 25 | 145 | 193 | 0.9 | 130.5 | 173.7
| Valleyfield | QB_VLF_DSS | HQT | Québec |  | 120 | 25 | 94 | 125 | 0.9 | 84.6 | 112.5
| Varennes | QB_VRN_DSS | HQT | Québec |  | 230 | 25 | 200 | 267 | 0.9 | 180 | 240.3
| Varennes | QB_VRN_DSS | HQT | Québec | 1 at 250, 1 at 200 | 230 | 120 | 450 | 639 | 0.9 | 405 | 575.1
| Vaudreuil-Soulanges | QB_VDS_DSS | HQT | Québec |  | 120 | 25 | 97 | 129 | 0.9 | 87.3 | 116.1
| Viger | QB_VIG_SWS | HQT | Québec | [9 empty] | Disconnect station
| Vignan | QB_VGN_TSS | HQT | Québec | 3 at 450 | 315 | 120 | 1350 | 1917 | 0.9 | 1215 | 1725.3
| Ville de Magog | QB_VDM_DSS | HQT | Québec
| Ville de Saguenay | QB_VSA_DSS | HQT | Québec
| Ville de Sherbrooke Galt | QB_VSG_DSS | HQT | Québec
| Ville de Sherbrooke Massé | QB_VSM_DSS | HQT | Québec
| Ville de Sherbrooke Orford | QB_VSO_DSS | HQT | Québec
| Ville de Sherbrooke Saint-François | QB_VSF_DSS | HQT | Québec
| Villeroy | QB_VLL_DSS | HQT | Québec |  | 120 | 25 | 11 | 15 | 0.9 | 9.9 | 13.5
| Waconichi | QB_WCO_DSS | HQT | Québec |  | 161 | 25 | 23 | 30 | 0.9 | 20.7 | 27
| Wakefield | QB_WKF_DSS | HQT | Québec |  | 120 | 25 | 48 | 64 | 0.9 | 43.2 | 57.6
| Waskaganish |  | HQT | Québec |  | 69 | 25 | 9 | 12 | 0.9 | 8.1 | 10.8
| Waswanipi | QB_WSW_DSS | HQT | Québec |  | 315 | 25 | 68 | 91 | 0.9 | 61.2 | 81.9
| Waterloo | QB_WLO_DSS | HQT | Québec |  | 120 | 25 | 48 | 64 | 0.9 | 43.2 | 57.6
| Weedon | QB_WDN_DSS | HQT | Québec |  | 120 | 25 | 20 | 27 | 0.9 | 18 | 24.3
| Wemindji | QB_WJI_DSS | HQT | Québec |  | 120 | 25 | 20 | 27 | 0.9 | 18 | 24.3
| Windsor | QB_WND_DSS | HQT | Québec |  | 120 | 25 | 49 | 65 | 0.9 | 44.1 | 58.5
| Wyman | QB_WYM_DSS | HQT | Québec |  | 120 | 25 | 23 | 30 | 0.9 | 20.7 | 27
| Yamaska | QB_YAM_DSS | HQT | Québec |  | 120 | 25 | 49 | 65 | 0.9 | 44.1 | 58.5
Legend:
CSS = AC/DC Converter Station
DFS = Dual Function Distribution and Generation Substation
DSS = Distribution Substation
GEN = Generating Unit
GSS = Generating Substation
INT = International Intertie
IPT = Interprovincial Intertie
ISS = Industrial Customer Substation
JCT = Junction
MTS = Municipal Transformer Station
SWS = Switching Station
TS = Transformer Station
TSS = Terminal Station
Specific Notes:
CLT capacity , excluding the largest transformer (i.e. N-1)

## System
QB | SYSTEM CHARACTERISTICS
| Generator Type | Equivalent Demand Forced Outage Rate (EFORd) | Capacity Adjustment | Capacity Factor | Notes | Reserve Requirements | Line Losses
|  | (%) | (%) | (%) |  | (% installed MW) | (% across system)
| Natural Gas CC/CG | 4.7% | 95.3% | 0.75 |  | 9.5% | 7.4%
| Natural Gas CT | 4.7% | 95.3% | 1%
| Biomass / Biogas | 7.5% | 92.5% | 85%
| Hydro (< 30 MW Units) |  | 65% | 65% | Capacity adjustment applied to Hydro Québec facilities; capacity factor = capacity adjustment
| Hydro (>30 MW units) | 1.9% | 98.1% |  | Capacity adjustment applied to Hydro Québec facilities
| Hydro_run |  | 65% | 75% | Capacity adjustment applied to non-Hydro Québec facilities
| Hydro_daily |  | 98.1% | 65% | Capacity adjustment applied to non-Hydro Québec facilities
| Hydro_monthly |  | 98.1% | 65% | Capacity adjustment applied to non-Hydro Québec facilities
| Wind |  | 36% | 35%
Specific Notes:
EFORd is for the period 2012-2016
Capacity adjustments for HQ facilities are determined by whether individual units are greater or less than 30 MW
Capacity adjustments for non-HQ facilities based on hydroelectric operations

## HGWh
QB | HISTORICAL ANNUAL ENERGY DEMAND | UNIT | 2009 | 2010 | 2011 | 2012 | 2013 | 2014 | 2015 | 2016 | 2017 | 2018 | 2009-2018 | Notes
| Annual Energy Demand (after DSM) | GWh/year | 165100 | 166900 | 169200 | 167500 | 172500 | 174200 | 171300 | 169200 | 170700 | 172800 | Annual | See R-4110-2019-B-007 Table 3.7
| Annual Change in Energy Demand | GWh/year |  | 1800 | 2300 | -1700 | 5000 | 1700 | -2900 | -2100 | 1500 | 2100
| Percentage Change in Energy Demand | % |  | 1.09% | 1.378% | -1.005% | 2.985% | 0.9855% | -1.665% | -1.226% | 0.8865% | 1.23% | 0.5078% | Average annual growth rate
Notes:

## HMW
QB | HISTORICAL PEAK CAPACITY | UNIT | 2009 | 2010 | 2011 | 2012 | 2013 | 2014 | 2015 | 2016 | 2017 | 2018 | 2009 - 2018 | Notes
| Annual Capacity Demand (after DSM) | MW | 35690 | 36050 | 36830 | 37040 | 37397 | 37519 | 37687 | 37711 | 37764 | 37945 |  | See R-4110-2019-B-007 Table 3.21
| Annual Change in Capacity Demand | MW |  | 360 | 780 | 210 | 357 | 122 | 168 | 24 | 53 | 181
| Percentage Change in Capacity Demand | % |  | 1.009% | 2.164% | 0.5702% | 0.9638% | 0.3262% | 0.4478% | 0.06368% | 0.1405% | 0.4793% | 0.6831% | Average annual growth rate
Specific Notes:
Standardized values for climatic conditions and other peak conditions such as date, day of the week and time.

## FGWh
QB | ANNUAL ENERGY LOAD FORECAST | UNIT | 2018 | 2019 | 2020 | 2021 | 2022 | 2023 | 2024 | 2025 | 2026 | 2027 | 2028 | 2029 | 2018 - 2030 | 2018 - 2050 | Notes
| Mid-load (before DSM) | TWh/year | 172.8 | 171.9 | 178.2 | 182.2 | 185.1 | 186.7 | 188.5 | 188.7 | 187.3 | 187.3 | 189.1 | 189.3
| Incremental Annual DSM | TWh/year | 0 | 0.5 | 0.5 | 0.5 | 0.5 | 0.5 | 0.5 | 0.5 | 0.5 | 0.5 | 0.5 | 0.5 |  |  | See R-4110-2019-B-007 Table 3.12; Assume extended to 2050
| Cumulative DSM | TWh/year | 0 | 0.5 | 1 | 1.5 | 2 | 2.5 | 3 | 3.5 | 4 | 4.5 | 5 | 5.5
| Mid-load (after DSM) | TWh/year | 172.8 | 171.4 | 177.2 | 180.7 | 183.1 | 184.2 | 185.5 | 185.2 | 183.3 | 182.8 | 184.1 | 183.8 | 2019-2029 Rate | 2019-2050 Rate | See R-4110-2019-B-007 Table 2.1; Assume extended to 2050
| Incremental annual load growth (after DSM) |  |  | -0.8102% | 3.384% | 1.975% | 1.328% | 0.6008% | 0.7058% | -0.1617% | -1.026% | -0.2728% | 0.7112% | -0.163% | 0.5626% | 0.5626% | Mid-load forecast for use in COPPER
Notes:

## FMW
QB | ANNUAL PEAK DEMAND FORECAST | UNIT | 2018 | 2019 | 2020 | 2021 | 2022 | 2023 | 2024 | 2025 | 2026 | 2027 | 2028 | 2029 | 2018 - 2030 | 2018 - 2050 | Notes
| Mid-load (before DSM) | MW | 37945 | 38062 | 38963 | 39762 | 40565 | 41018 | 41385 | 41728 | 41913 | 41940 | 42265 | 42602
| Incremental Annual DSM | MW | 0 | 90 | 90 | 93 | 96 | 99 | 102 | 102 | 102 | 102 | 102 | 102 |  |  | See R-4110-2019-B-007 Table 3.13
| Cumulative DSM | MW | 0 | 90 | 180 | 273 | 369 | 468 | 570 | 672 | 774 | 876 | 978 | 1080
| Mid-load (after DSM) | MW | 37945 | 37972 | 38783 | 39489 | 40196 | 40550 | 40815 | 41056 | 41139 | 41064 | 41287 | 41522 | 2019-2029 Rate | 2019-2050 Rate | See R-4110-2019-B-007 Table 2.4
| Incremental annual load growth (after DSM) |  |  | 0.07116% | 2.136% | 1.82% | 1.79% | 0.8807% | 0.6535% | 0.5905% | 0.2022% | -0.1823% | 0.5431% | 0.5692% | 0.8223% | 0.8223% | Mid-load forecast for use in COPPER
Specific Notes:
Standardized values for climatic conditions and other peak conditions such as date, day of the week and time.

## Hourly
QB | Hourly
See Hourly2018 file in the Hourly-2018 folder
See Hourly2019 file in the Hourly-2019 folder

## Inputs
QB | INPUT DATA AND ASSUMPTIONS
| Reactance as function of voltage |  |  | Surge Impedance Loading | [5 empty] | Transmission line flow ratings | [8 empty] | Conversions |  |  | CPI - Canada (all items)
| Voltage | Voltage | Reactance | Voltage | Voltage | Zc (High) | Zc (Low) | SIL (Low) | SIL (High) | Voltage | Summer Ampacity | Winter Ampacity | Summer Rating | Winter Rating | MH Values | Summer Capacity | Winter Capacity | Notes | Winter/Summer Tranmission Flow Conversion | Winter/Summer Transformer Flow Conversion | Power Factor | Year | Index | Year | Index | Year | Index | Year | Index
| (V) | (kV) | (ohm/km) | (V) | (kV) | (ohms) | (ohms) | (MW) | (MW) | (kV) | (A) | (A) | (MVA) | (MVA) | (MVA) | (MW) | (MW)
| 63000 | 63 | 0.38 | 63000 | 63 | 400 | 366 | 9.9225 | 10.8443 | 69 | 500 | 650 | 59.7558 | 77.6825 |  | 53.7802 | 69.9142 | Same values used for 63-72 kV | 1.3 | 1.2 | 0.9 | 1980 | 44.0333 | 1990 | 78.3583 | 2000 | 95.375 | 2010 | 116.4667
| 66000 | 66 | 0.38214 | 66000 | 66 | 400 | 366 | 10.89 | 11.9016 | 115 | 600 | 780 | 119.5115 | 155.365 | 125 | 107.5604 | 139.8285 |  |  |  |  | 1981 | 49.525 | 1991 | 82.7667 | 2001 | 97.7833 | 2011 | 119.8583
| 69000 | 69 | 0.38429 | 69000 | 69 | 400 | 366 | 12 | 13 | 120 | 610 | 793 | 126.7861 | 164.822 |  | 114.1075 | 148.3398 |  |  |  |  | 1982 | 54.8583 | 1992 | 84 | 2002 | 99.9917 | 2012 | 121.675
| 72000 | 72 | 0.38643 | 72000 | 72 | 400 | 366 | 12.96 | 14.1639 | 138 | 650 | 845 | 155.365 | 201.9744 | 150 | 139.8285 | 181.777 |  |  |  |  | 1983 | 58.075 | 1993 | 85.5667 | 2003 | 102.75 | 2013 | 122.8167
| 115000 | 115 | 0.41714 | 115000 | 115 | 403 | 366 | 32.8164 | 36.1339 | 161 | 700 | 910 | 195.2021 | 253.7628 |  | 175.6819 | 228.3865 |  |  |  |  | 1984 | 60.575 | 1994 | 85.7083 | 2004 | 104.6583 | 2014 | 125.1583
| 120000 | 120 | 0.42071 | 120000 | 120 | 403 | 366 | 35.732 | 39.3443 | 230 | 1000 | 1300 | 398.3717 | 517.8832 | 400 | 358.5345 | 466.0949 |  |  |  |  | 1985 | 62.975 | 1995 | 87.55 | 2005 | 106.975 | 2015 | 126.6
| 138000 | 138 | 0.43357 | 138000 | 138 | 405 | 366 | 47 | 52 | 240 | 1025 | 1332.5 | 426.0845 | 553.9098 |  | 383.476 | 498.5189 |  |  |  |  | 1986 | 65.6167 | 1996 | 88.925 | 2006 | 109.1167 | 2016 | 128.375
| 144000 | 144 | 0.43786 | 144000 | 144 | 405 | 366 | 51.2 | 56.6557 | 315 | 1150 | 1495 | 627.4354 | 815.666 |  | 564.6919 | 734.0994 |  |  |  |  | 1987 | 68.475 | 1997 | 90.3667 | 2007 | 111.45 | 2017 | 130.425
| 161000 | 161 | 0.45 | 161000 | 161 | 403 | 366 | 64.3201 | 70.8224 | 345 | 1300 | 1690 | 776.8248 | 1009.8722 | 800 | 699.1423 | 908.885 |  |  |  |  | 1988 | 71.2333 | 1998 | 91.2667 | 2008 | 114.0917 | 2018 | 133.3833
| 230000 | 230 | 0.48 | 230000 | 230 | 395 | 365 | 134 | 145 | 500 | 1800 | 2340 | 1558.8457 | 2026.4994 | 1600 | 1402.9612 | 1823.8495 |  |  |  |  | 1989 | 74.7833 | 1999 | 92.85 | 2009 | 114.4333 | 2019 | 136
| 240000 | 240 | 0.47685 | 240000 | 240 | 394 | 363 | 146.1929 | 158.6777 | 735 | 2500 | 3250 | 3182.6434 | 4137.4364 | 3200 | 2864.379 | 3723.6927
| 287000 | 287 | 0.46206 | 287000 | 287 | 385 | 340 | 213.9455 | 242.2618 | 765 | 2600 | 3380 | 3445.0491 | 4478.5638 |  | 3100.5442 | 4030.7074 |  |  |  |  | Notes:
| 315000 | 315 | 0.45324 | 315000 | 315 | 375 | 310 | 264.6 | 320.0806 | [12 empty] | Statistics Canada – TABLE 18-10-0005-01, annual average, not seasonally adjusted
| 345000 | 345 | 0.4438 | 345000 | 345 | 366 | 280 | 325 | 425 | Specific Notes:
| 360000 | 360 | 0.43907 | 360000 | 360 | 360 | 275 | 360 | 471.2727 | Ampacity estimates made from known ratings on existing lines
| 500000 | 500 | 0.395 | 500000 | 500 | 294 | 233 | 850 | 1075 | MH estimates provided by David Jacobson in an email of July 30, 2019
| 735000 | 735 | 0.38 | 735000 | 735 | 270 | 250 | 2000.8333 | 2160.9
| 765000 | 765 | 0.37809 | 765000 | 765 | 266 | 254 | 2200 | 2300
Notes:
SIL (Low) assumed for summer and SIL (High) for winter
Values estimated between known values
Surge impedance loading (SIL) is the power delivered by a lossless line to a load resistance equal to the surge impedance Zc = (L/C)^0.5
L = inductance
C = capacitance